## Sheet1
Package | Zone Name | District Name | Mandal Name | M_LGD | GP Name | GP_LGD | Capacity | OEM | Location | UPS/DG IP | UPS Reachability | SNMP FW version | System Time (yyyy/mm/dd hh:mm:ss) | Contact | Location | System name | Trap time interval | Trap community string | IP 1 | IP 2
Package-A | MAHABUBNAGAR | GADWAL | ALAMPUR | B05206 | Bairampalle | 278539 | 1KVA | Uniline | GP-UPS | 172.18.38.114 | UPS Unreachable
Package-A | MAHABUBNAGAR | GADWAL | UNDAVELLY | B07285 | BASWAPUR | 204807 | 1KVA | Uniline | GP-UPS | 172.18.38.150 | UPS Unreachable
Package-A | MAHABUBNAGAR | GADWAL | ALAMPUR | B05206 | BUKKAPUR | 204810 | 1KVA | FUJI | GP-UPS | 172.18.38.122 | UPS Unreachable
Package-A | MAHABUBNAGAR | GADWAL | ALAMPUR | B05206 | GUNDIMALLA | 204811 | 1KVA | FUJI | GUNDIMALLA_204811 | 172.18.38.118 | UPS Reachable | 1.1.8.D | 2024-09-25 13:38 | PKG_A_FUJJI_1 KVA |  | ALPRGUNDUPS001 | 86400 | Onm4T5ber | 0.0.0.0 | 0.0.0.0
Package-A | MAHABUBNAGAR | GADWAL | ALAMPUR | B05206 | KONAIR | 204814 | 1KVA | FUJI | KONAIR 204814 | 172.18.38.126 | UPS Reachable | 1.1.8 | 2024-09-25 13:42 | PKG A FUJI 1KVA |  | ALPRKONAUPS001 | 86400 | Onm4T5ber | 0.0.0.0 | 0.0.0.0
Package-A | MAHABUBNAGAR | GADWAL | ALAMPUR | B05206 | KYATHUR | 204815 | 1KVA | FUJI | GP-UPS | 172.18.38.138 | UPS Unreachable
Package-A | MAHABUBNAGAR | GADWAL | ALAMPUR | B05206 | Singavaram 2 | 278540 | 1KVA | FUJI | Cluster GP-UPS | 172.18.38.162 | UPS Unreachable
Package-A | MAHABUBNAGAR | GADWAL | ALAMPUR | B05206 | SINGAVARAM | 204821 | 1KVA | FUJI | GP-UPS | 172.18.38.158 | UPS Unreachable
Package-A | MAHABUBNAGAR | GADWAL | ALAMPUR | B05206 | UTKOOR | 204824 | 1KVA | FUJI | UTKOOR-204824 | 172.18.38.130 | UPS Reachable | 1.1.8 | 2024-09-25 13:31 | PKG A-FUJI-1KVA |  | ALPRUTKOUPS001 | 86400 | Onm4T5ber | 0.0.0.0 | 0.0.0.0
Package-A | MAHABUBNAGAR | GADWAL | UNDAVELLY | B07285 | BHAIRAPUR | 204808 | 1KVA | FUJI | GP-UPS | 172.18.38.146
Package-A | MAHABUBNAGAR | GADWAL | ALAMPUR | B05206 | BHEEMAWARAM | 204809 | 1KVA | FUJI | GP-UPS | 172.18.38.134
Package-A | MAHABUBNAGAR | GADWAL | ALAMPUR | B05206 | Jillellapadu | 278537 | 1KVA | FUJI | GP-UPS | 172.18.38.174
Package-A | MAHABUBNAGAR | GADWAL | ALAMPUR | B05206 | KASIPUR | 204813 | 1KVA | FUJI | Cluster GP-UPS | 172.18.38.154
Package-A | MAHABUBNAGAR | GADWAL | ALAMPUR | B05206 | LINGANVAI | 204816 | 1KVA | Uniline | Cluster GP-UPS | 172.18.38.142
Package-A | MAHABUBNAGAR | GADWAL | ALAMPUR | B05206 | RYALAMPAD | 204819 | 1KVA | FUJI | GP-UPS | 172.18.38.166
Package-A | MAHABUBNAGAR | GADWAL | ALAMPUR | B05206 | SULTANPUR | 204822 | 1KVA | FUJI | GP-UPS | 172.18.38.170
Package-A | MAHABUBNAGAR | GADWAL | DHARUR | B05219 | ALWALPAD | 205072 | 1KVA | Uniline | Cluster GP-UPS | 172.18.43.78
Package-A | MAHABUBNAGAR | GADWAL | DHARUR | B05219 | BUREDDYPALLY | 205073 | 1KVA | Uniline | GP-UPS | 172.18.43.154
Package-A | MAHABUBNAGAR | GADWAL | DHARUR | B05219 | Chinnipahad | 278548 | 1KVA | FUJI | Cluster GP-UPS | 172.18.43.118
Package-A | MAHABUBNAGAR | GADWAL | DHARUR | B05219 | CHINTAREVULA | 205074 | 1KVA | Uniline | Cluster GP-UPS | 172.18.43.138
Package-A | MAHABUBNAGAR | GADWAL | DHARUR | B05219 | DYAGADODDY | 205076 | 1KVA | FUJI | Cluster GP-UPS | 172.18.43.94
Package-A | MAHABUBNAGAR | GADWAL | DHARUR | B05219 | Emulonipalle | 278575 | 1KVA | FUJI | GP-UPS | 172.18.43.126
Package-A | MAHABUBNAGAR | GADWAL | DHARUR | B05219 | GUDDAMDODDI | 205080 | 1KVA | FUJI | GP-UPS | 172.18.43.98
Package-A | MAHABUBNAGAR | GADWAL | DHARUR | B05219 | JAMPALLY | 205083 | 1KVA | Uniline | GP-UPS | 172.18.43.66
Package-A | MAHABUBNAGAR | GADWAL | DHARUR | B05219 | Kambampahad | 278557 | 1KVA | Uniline | GP-UPS | 172.18.43.106
Package-A | MAHABUBNAGAR | GADWAL | DHARUR | B05219 | Maldoddi | 278565 | 1KVA | FUJI | GP-UPS | 172.18.43.158
Package-A | MAHABUBNAGAR | GADWAL | DHARUR | B05219 | MARLABEEDU | 205088 | 1KVA | Uniline | GP-UPS | 172.18.43.166
Package-A | MAHABUBNAGAR | GADWAL | DHARUR | B05219 | Nagardoddi | 278562 | 1KVA | Uniline | GP-UPS | 172.18.43.90
Package-A | MAHABUBNAGAR | GADWAL | DHARUR | B05219 | NEELAHALLI | 205089 | 1KVA | FUJI | Cluster GP-UPS | 172.18.43.82
Package-A | MAHABUBNAGAR | GADWAL | DHARUR | B05219 | PALCHERLA | 205092 | 1KVA | FUJI | GP-UPS | 172.18.43.114
Package-A | MAHABUBNAGAR | GADWAL | DHARUR | B05219 | Peddapadu | 278571 | 1KVA | FUJI | GP-UPS | 172.18.43.122
Package-A | MAHABUBNAGAR | GADWAL | DHARUR | B05219 | RYALAMPAD | 205094 | 1KVA | Uniline | GP-UPS | 172.18.43.170
Package-A | MAHABUBNAGAR | GADWAL | DHARUR | B05219 | UPPAIR | 205096 | 1KVA | Uniline | GP-UPS | 172.18.43.102
Package-A | MAHABUBNAGAR | GADWAL | DHARUR | B05219 | Vamanpalle | 278555 | 1KVA | Uniline | Cluster GP-UPS | 172.18.43.142
Package-A | MAHABUBNAGAR | GADWAL | DHARUR | B05219 | Bheempuram | 278568 | 1KVA | FUJI | Cluster GP-UPS | 172.18.43.130
Package-A | MAHABUBNAGAR | GADWAL | DHARUR | B05219 | DHARUR | 205075 | 1KVA | FUJI | GP-UPS | 172.18.43.150
Package-A | MAHABUBNAGAR | GADWAL | DHARUR | B05219 | Dornala | 278550 | 1KVA | Uniline | GP-UPS | 172.18.43.70
Package-A | MAHABUBNAGAR | GADWAL | DHARUR | B05219 | GARLAPAD | 205079 | 1KVA | Uniline | GP-UPS | 172.18.43.110
Package-A | MAHABUBNAGAR | GADWAL | DHARUR | B05219 | KOTHULAGIDDA | 205086 | 1KVA | Uniline | Cluster GP-UPS | 172.18.43.174
Package-A | MAHABUBNAGAR | GADWAL | DHARUR | B05219 | KOTHAPALEM | 205085 | 1KVA | Uniline | GP-UPS | 172.18.43.74
Package-A | MAHABUBNAGAR | GADWAL | DHARUR | B05219 | MANAPUR | 205087 | 1KVA | Uniline | GP-UPS | 172.18.43.146
Package-A | MAHABUBNAGAR | GADWAL | DHARUR | B05219 | NETTEMPAD | 205090 | 1KVA | FUJI | GP-UPS | 172.18.43.86
Package-A | MAHABUBNAGAR | GADWAL | DHARUR | B05219 | Obulavanipalle | 278545 | 1KVA | FUJI | Cluster GP-UPS | 172.18.43.162
Package-A | MAHABUBNAGAR | GADWAL | DHARUR | B05219 | Revulapalle | 278572 | 1KVA | Uniline | GP-UPS | 172.18.43.134
Package-A | MAHABUBNAGAR | GADWAL | GADWAL | B05222 | ANANTHAPUR | 205144 | 1KVA | Uniline | Cluster GP-UPS | 172.18.43.246
Package-A | MAHABUBNAGAR | GADWAL | GADWAL | B05222 | ATMAKUR | 205145 | 1KVA | Uniline | Cluster GP-UPS | 172.18.43.182
Package-A | MAHABUBNAGAR | GADWAL | GADWAL | B05222 | BASWACHERU | 205146 | 1KVA | Uniline | GP-UPS | 172.18.43.242
Package-A | MAHABUBNAGAR | GADWAL | GADWAL | B05222 | BEEROLE | 205147 | 1KVA | Uniline | GP-UPS | 172.18.43.254
Package-A | MAHABUBNAGAR | GADWAL | GADWAL | B05222 | CHENGONIPALLY | 205148 | 1KVA | Uniline | GP-UPS | 172.18.43.178
Package-A | MAHABUBNAGAR | GADWAL | GADWAL | B05222 | GONPAD | 205150 | 1KVA | Uniline | GP-UPS | 172.18.43.202
Package-A | MAHABUBNAGAR | GADWAL | GADWAL | B05222 | GUNTIPALLY | 205151 | 1KVA | Uniline | Cluster GP-UPS | 172.18.43.190
Package-A | MAHABUBNAGAR | GADWAL | GADWAL | B05222 | Jilladabanda | 278654 | 1KVA | Uniline | GP-UPS | 172.18.43.210
Package-A | MAHABUBNAGAR | GADWAL | GADWAL | B05222 | KAKULAVARAM | 205154 | 1KVA | Uniline | Cluster GP-UPS | 172.18.43.214
Package-A | MAHABUBNAGAR | GADWAL | GADWAL | B05222 | MAILACHERUVU | 205159 | 1KVA | Uniline | GP-UPS | 172.18.43.226
Package-A | MAHABUBNAGAR | GADWAL | GADWAL | B05222 | MOLKALPALLY | 205160 | 1KVA | Uniline | Cluster GP-UPS | 172.18.44.14
Package-A | MAHABUBNAGAR | GADWAL | GADWAL | B05222 | PARMALA | 205161 | 1KVA | Uniline | GP-UPS | 172.18.43.222
Package-A | MAHABUBNAGAR | GADWAL | GADWAL | B05222 | PUDUR | 205162 | 1KVA | FUJI | Cluster GP-UPS | 172.18.43.234
Package-A | MAHABUBNAGAR | GADWAL | GADWAL | B05222 | Putanpalle | 278653 | 1KVA | Uniline | GP-UPS | 172.18.43.238
Package-A | MAHABUBNAGAR | GADWAL | GADWAL | B05222 | Theluguvaripalle | 278649 | 1KVA | Uniline | GP-UPS | 172.18.44.10
Package-A | MAHABUBNAGAR | GADWAL | GADWAL | B05222 | VEERAPUR | 205166 | 1KVA | Uniline | Cluster GP-UPS | 172.18.44.18
Package-A | MAHABUBNAGAR | GADWAL | GADWAL | B05222 | Basapur | 278655 | 1KVA | Uniline | GP-UPS | 172.18.43.250
Package-A | MAHABUBNAGAR | GADWAL | GADWAL | B05222 | Edigonipalle | 278648 | 1KVA | Uniline | GP-UPS | 172.18.43.198
Package-A | MAHABUBNAGAR | GADWAL | GADWAL | B05222 | Erawalle | 278651 | 1KVA | Uniline | GP-UPS | 172.18.43.230
Package-A | MAHABUBNAGAR | GADWAL | GADWAL | B05222 | GURRAMGADDA | 205152 | 1KVA | Uniline | GP-UPS | 172.18.44.2
Package-A | MAHABUBNAGAR | GADWAL | GADWAL | B05222 | LATHIPUR | 205157 | 1KVA | Uniline | Cluster GP-UPS | 172.18.44.6
Package-A | MAHABUBNAGAR | GADWAL | GADWAL | B05222 | MADANPALLY | 205158 | 1KVA | Uniline | GP-UPS | 172.18.43.186
Package-A | MAHABUBNAGAR | GADWAL | GADWAL | B05222 | Nalladevunipalle | 278650 | 1KVA | Uniline | GP-UPS | 172.18.43.218
Package-A | MAHABUBNAGAR | GADWAL | GADWAL | B05222 | REKULAPALLY | 205163 | 1KVA | Uniline | GP-UPS | 172.18.43.194
Package-A | MAHABUBNAGAR | GADWAL | GADWAL | B05222 | SANGALA | 205165 | 1KVA | Uniline | Cluster GP-UPS | 172.18.43.206
Package-A | MAHABUBNAGAR | GADWAL | GHATTU | B05224 | Ananthampalle | 278605 | 1KVA | FUJI | GP-UPS | 172.18.44.194
Package-A | MAHABUBNAGAR | GADWAL | GHATTU | B05224 | ARAGIDDA | 205188 | 1KVA | FUJI | GP-UPS | 172.18.44.162
Package-A | MAHABUBNAGAR | GADWAL | GHATTU | B05224 | Baswapur | 278613 | 1KVA | FUJI | GP-UPS | 172.18.44.138
Package-A | MAHABUBNAGAR | GADWAL | GHATTU | B05224 | BOYALAGUDEM | 205190 | 1KVA | Uniline | Cluster GP-UPS | 172.18.44.202
Package-A | MAHABUBNAGAR | GADWAL | GHATTU | B05224 | CHAGADONA | 205191 | 1KVA | FUJI | Cluster GP-UPS | 172.18.44.226
Package-A | MAHABUBNAGAR | GADWAL | GHATTU | B05224 | Gangimanidoddi | 278609 | 1KVA | FUJI | GP-UPS | 172.18.44.174
Package-A | MAHABUBNAGAR | GADWAL | GHATTU | B05224 | GHATTU | 205194 | 1KVA | FUJI | GP-UPS | 172.18.44.178
Package-A | MAHABUBNAGAR | GADWAL | GHATTU | B05224 | INDUVASI | 205196 | 1KVA | FUJI | Cluster GP-UPS | 172.18.44.206
Package-A | MAHABUBNAGAR | GADWAL | GHATTU | B05224 | KOTHAPALLY | 205156 | 1KVA | FUJI | GP-UPS | 172.18.44.186
Package-A | MAHABUBNAGAR | GADWAL | GHATTU | B05224 | MALLAMPALLY | 205201 | 1KVA | FUJI | Cluster GP-UPS | 172.18.44.182
Package-A | MAHABUBNAGAR | GADWAL | GHATTU | B05224 | MITTADODDI | 205203 | 1KVA | FUJI | GP-UPS | 172.18.44.230
Package-A | MAHABUBNAGAR | GADWAL | GHATTU | B05224 | PENCHIKALPAHAD | 205205 | 1KVA | Uniline | Cluster GP-UPS | 172.18.44.158
Package-A | MAHABUBNAGAR | GADWAL | GHATTU | B05224 | RAYAPURAM | 205206 | 1KVA | Uniline | Cluster GP-UPS | 172.18.44.134
Package-A | MAHABUBNAGAR | GADWAL | GHATTU | B05224 | Salkapur | 278608 | 1KVA | FUJI | GP-UPS | 172.18.44.130
Package-A | MAHABUBNAGAR | GADWAL | GHATTU | B05224 | THUMMALCHERUVU | 205209 | 1KVA | Uniline | Cluster GP-UPS | 172.18.44.142
Package-A | MAHABUBNAGAR | GADWAL | GHATTU | B05224 | THUMMALAPALLY | 205208 | 1KVA | FUJI | GP-UPS | 172.18.44.238
Package-A | MAHABUBNAGAR | GADWAL | GHATTU | B05224 | YELLAMDODDI | 205210 | 1KVA | FUJI | GP-UPS | 172.18.44.222
Package-A | MAHABUBNAGAR | GADWAL | GHATTU | B05224 | ALOOR | 205187 | 1KVA | Uniline | GP-UPS | 172.18.44.154
Package-A | MAHABUBNAGAR | GADWAL | GHATTU | B05224 | BALGERA | 205189 | 1KVA | FUJI | GP-UPS | 172.18.44.214
Package-A | MAHABUBNAGAR | GADWAL | GHATTU | B05224 | Chamankhandoddi | 278611 | 1KVA | FUJI | GP-UPS | 172.18.44.210
Package-A | MAHABUBNAGAR | GADWAL | GHATTU | B05224 | Chinoonipalle | 278607 | 1KVA | FUJI | GP-UPS | 172.18.44.190
Package-A | MAHABUBNAGAR | GADWAL | GHATTU | B05224 | GORLAKHANDODDI | 205195 | 1KVA | FUJI | Cluster GP-UPS | 172.18.44.170
Package-A | MAHABUBNAGAR | GADWAL | GHATTU | B05224 | LINGAPOOR | 205199 | 1KVA | FUJI | GP-UPS | 172.18.44.198
Package-A | MAHABUBNAGAR | GADWAL | GHATTU | B05224 | MACHERLA | 205200 | 1KVA | FUJI | GP-UPS | 172.18.44.218
Package-A | MAHABUBNAGAR | GADWAL | GHATTU | B05224 | Muchonipalle | 278617 | 1KVA | FUJI | GP-UPS | 172.18.44.234
Package-A | MAHABUBNAGAR | GADWAL | GHATTU | B05224 | THAPPETLAMORSU | 205207 | 1KVA | Uniline | GP-UPS | 172.18.44.166
Package-A | MAHABUBNAGAR | GADWAL | GHATTU | B05224 | Tharapuram | 278619 | 1KVA | Uniline | GP-UPS | 172.18.44.150
Package-A | MAHABUBNAGAR | GADWAL | GHATTU | B05224 | Voilakuntatanda | 278604 | 1KVA | FUJI | GP-UPS | 172.18.44.146
Package-A | MAHABUBNAGAR | GADWAL | IEEJA | B05205 | BINGIDODDY | 204788 | 1KVA | FUJI | GP-UPS | 172.18.46.6
Package-A | MAHABUBNAGAR | GADWAL | IEEJA | B05205 | Boyinipalle | 278516 | 1KVA | Uniline | GP-UPS | 172.18.45.222
Package-A | MAHABUBNAGAR | GADWAL | IEEJA | B05205 | CHINNATANDRAPAD | 204789 | 1KVA | Uniline | Cluster GP-UPS | 172.18.45.202
Package-A | MAHABUBNAGAR | GADWAL | IEEJA | B05205 | Edigampally | 278526 | 1KVA | Uniline | GP-UPS | 172.18.45.250
Package-A | MAHABUBNAGAR | GADWAL | IEEJA | B05205 | EKLASPUR | 204790 | 1KVA | FUJI | Cluster GP-UPS | 172.18.46.2
Package-A | MAHABUBNAGAR | GADWAL | IEEJA | B05205 | GUDIDODI | 204791 | 1KVA | FUJI | GP-UPS | 172.18.46.30
Package-A | MAHABUBNAGAR | GADWAL | IEEJA | B05205 | JADADODDY | 204793 | 1KVA | FUJI | GP-UPS | 172.18.46.26
Package-A | MAHABUBNAGAR | GADWAL | IEEJA | B05205 | Kistapur | 278514 | 1KVA | Uniline | Cluster GP-UPS | 172.18.46.10
Package-A | MAHABUBNAGAR | GADWAL | IEEJA | B05205 | Kothapalle | 278520 | 1KVA | Uniline | GP-UPS | 172.18.45.226
Package-A | MAHABUBNAGAR | GADWAL | IEEJA | B05205 | KUTKANOOR | 204795 | 1KVA | Uniline | GP-UPS | 172.18.45.230
Package-A | MAHABUBNAGAR | GADWAL | IEEJA | B05205 | MEDIKONDA | 204796 | 1KVA | FUJI | Cluster GP-UPS | 172.18.45.182
Package-A | MAHABUBNAGAR | GADWAL | IEEJA | B05205 | Mugonipalle | 278522 | 1KVA | Uniline | GP-UPS | 172.18.45.242
Package-A | MAHABUBNAGAR | GADWAL | IEEJA | B05205 | Nauroji Camp | 279233 | 1KVA | Uniline | GP-UPS | 172.18.45.206
Package-A | MAHABUBNAGAR | GADWAL | RAJOLI | B07211 | PEDDADHANWADA | 206056 | 1KVA | Uniline | GP-UPS | 172.18.45.198
Package-A | MAHABUBNAGAR | GADWAL | IEEJA | B05205 | Rajapur | 278519 | 1KVA | FUJI | Cluster GP-UPS | 172.18.45.218
Package-A | MAHABUBNAGAR | GADWAL | IEEJA | B05205 | Sankapur | 278527 | 1KVA | FUJI | GP-UPS | 172.18.45.254
Package-A | MAHABUBNAGAR | GADWAL | IEEJA | B05205 | SINDHANOOR | 204798 | 1KVA | Uniline | Cluster GP-UPS | 172.18.45.234
Package-A | MAHABUBNAGAR | GADWAL | WADDEPALLE | B05265 | TANAGALA | 206060 | 1KVA | FUJI | GP-UPS | 172.18.46.14
Package-A | MAHABUBNAGAR | GADWAL | IEEJA | B05205 | THATHINONIDODDY | 204799 | 1KVA | Uniline | Cluster GP-UPS | 172.18.45.238
Package-A | MAHABUBNAGAR | GADWAL | IEEJA | B05205 | UPPAL | 204801 | 1KVA | FUJI | GP-UPS | 172.18.45.210
Package-A | MAHABUBNAGAR | GADWAL | IEEJA | B05205 | UTHANUR | 204802 | 1KVA | FUJI | GP-UPS | 172.18.45.178
Package-A | MAHABUBNAGAR | GADWAL | IEEJA | B05205 | VENISOMPUR | 204803 | 1KVA | Uniline | Cluster GP-UPS | 172.18.45.194
Package-A | MAHABUBNAGAR | GADWAL | IEEJA | B05205 | VENKATAPURAM | 204804 | 1KVA | FUJI | GP-UPS | 172.18.46.18
Package-A | MAHABUBNAGAR | GADWAL | IEEJA | B05205 | YAPADINNE | 204805 | 1KVA | Uniline | Cluster GP-UPS | 172.18.46.22
Package-A | MAHABUBNAGAR | GADWAL | IEEJA | B05205 | BHOOMPUR | 204787 | 1KVA | Uniline | Cluster GP-UPS | 172.18.45.246
Package-A | MAHABUBNAGAR | GADWAL | IEEJA | B05205 | KESAVARAM | 204794 | 1KVA | Uniline | GP-UPS | 172.18.45.190
Package-A | MAHABUBNAGAR | GADWAL | IEEJA | B05205 | PULLIKAL | 204797 | 1KVA | Uniline | GP-UPS | 172.18.45.186
Package-A | MAHABUBNAGAR | GADWAL | IEEJA | B05205 | Uppalcamp | 278524 | 1KVA | FUJI | GP-UPS | 172.18.45.214
Package-A | MAHABUBNAGAR | GADWAL | ITIKYAL | B05227 | BATLADINNE | 205248 | 1KVA | Uniline | GP-UPS | 172.18.46.110
Package-A | MAHABUBNAGAR | GADWAL | ITIKYAL | B05227 | BEECHUPALLY | 205249 | 1KVA | Uniline | Cluster GP-UPS | 172.18.46.66
Package-A | MAHABUBNAGAR | GADWAL | ITIKYAL | B05227 | BUDDAREDDYPALLY | 257964 | 1KVA | Uniline | GP-UPS | 172.18.46.98
Package-A | MAHABUBNAGAR | GADWAL | ITIKYAL | B05227 | CHAGAPOOR | 205250 | 1KVA | Uniline | Cluster GP-UPS | 172.18.46.102
Package-A | MAHABUBNAGAR | GADWAL | ITIKYAL | B05227 | DARMAVARAM | 205251 | 1KVA | FUJI | GP-UPS | 172.18.46.150
Package-A | MAHABUBNAGAR | GADWAL | ITIKYAL | B05227 | GOPALDINNE | 205252 | 1KVA | Uniline | GP-UPS | 172.18.46.46
Package-A | MAHABUBNAGAR | GADWAL | ITIKYAL | B05227 | ITIKYAL | 205253 | 1KVA | FUJI | GP-UPS | 172.18.46.78
Package-A | MAHABUBNAGAR | GADWAL | ITIKYAL | B05227 | Jinkalapalle | 278672 | 1KVA | Uniline | GP-UPS | 172.18.46.126
Package-A | MAHABUBNAGAR | GADWAL | ITIKYAL | B05227 | KODANDAPURAM | 205254 | 1KVA | Uniline | GP-UPS | 172.18.46.122
Package-A | MAHABUBNAGAR | GADWAL | ITIKYAL | B05227 | Mogilravalcheruvu | 278671 | 1KVA | FUJI | GP-UPS | 172.18.46.50
Package-A | MAHABUBNAGAR | GADWAL | ITIKYAL | B05227 | MUNAGALA | 205256 | 1KVA | FUJI | Cluster GP-UPS | 172.18.46.134
Package-A | MAHABUBNAGAR | GADWAL | ITIKYAL | B05227 | NAKKALAPALLY | 205257 | 1KVA | Uniline | GP-UPS | 172.18.46.130
Package-A | MAHABUBNAGAR | GADWAL | ITIKYAL | B05227 | PEDDADINNE | 205258 | 1KVA | Uniline | GP-UPS | 172.18.46.38
Package-A | MAHABUBNAGAR | GADWAL | ITIKYAL | B05227 | PUTANDODDY | 205259 | 1KVA | FUJI | Cluster GP-UPS | 172.18.46.138
Package-A | MAHABUBNAGAR | GADWAL | ITIKYAL | B05227 | RAJASRI GARLAPAD | 205260 | 1KVA | FUJI | GP-UPS | 172.18.46.146
Package-A | MAHABUBNAGAR | GADWAL | GADWAL | B05222 | REPALLY | 205164 | 1KVA | Uniline | GP-UPS | 172.18.46.42
Package-A | MAHABUBNAGAR | GADWAL | ITIKYAL | B05227 | SATERLA | 205262 | 1KVA | Uniline | Cluster GP-UPS | 172.18.46.86
Package-A | MAHABUBNAGAR | GADWAL | ITIKYAL | B05227 | Senigapalle | 278677 | 1KVA | Uniline | GP-UPS | 172.18.46.94
Package-A | MAHABUBNAGAR | GADWAL | ITIKYAL | B05227 | SHABAD | 205263 | 1KVA | FUJI | Cluster GP-UPS | 172.18.46.106
Package-A | MAHABUBNAGAR | GADWAL | ITIKYAL | B05227 | SHAIKPALLY | 205264 | 1KVA | Uniline | GP-UPS | 172.18.46.70
Package-A | MAHABUBNAGAR | GADWAL | ITIKYAL | B05227 | Sivanampalle | 278676 | 1KVA | Uniline | Cluster GP-UPS | 172.18.46.34
Package-A | MAHABUBNAGAR | GADWAL | ITIKYAL | B05227 | THIMMAPUR | 205265 | 1KVA | Uniline | GP-UPS | 172.18.46.62
Package-A | MAHABUBNAGAR | GADWAL | ITIKYAL | B05227 | UDANDAPURAM | 205266 | 1KVA | Uniline | Cluster GP-UPS | 172.18.46.82
Package-A | MAHABUBNAGAR | GADWAL | ITIKYAL | B05227 | VALLUR | 205267 | 1KVA | Uniline | GP-UPS | 172.18.46.114
Package-A | MAHABUBNAGAR | GADWAL | ITIKYAL | B05227 | VAVILALA | 205268 | 1KVA | Uniline | GP-UPS | 172.18.46.90
Package-A | MAHABUBNAGAR | GADWAL | ITIKYAL | B05227 | VEMULA | 205269 | 1KVA | Uniline | Cluster GP-UPS | 172.18.46.118
Package-A | MAHABUBNAGAR | GADWAL | ITIKYAL | B05227 | Yerrawalle | 278674 | 1KVA | FUJI | Cluster GP-UPS | 172.18.46.58
Package-A | MAHABUBNAGAR | GADWAL | ITIKYAL | B05227 | Bochuveerapur | 278675 | 1KVA | FUJI | GP-UPS | 172.18.46.142
Package-A | MAHABUBNAGAR | GADWAL | ITIKYAL | B05227 | KONDAIR | 205255 | 1KVA | FUJI | Cluster GP-UPS | 172.18.46.54
Package-A | MAHABUBNAGAR | GADWAL | ITIKYAL | B05227 | SASANOOL | 205261 | 1KVA | FUJI | Cluster GP-UPS | 172.18.46.74
Package-A | MAHABUBNAGAR | GADWAL | KALOOR THIMMANDODDI | B07286 | CHINTALAKUNTA | 205192 | 1KVA | FUJI | Cluster GP-UPS | 172.18.47.142
Package-A | MAHABUBNAGAR | GADWAL | KALOOR THIMMANDODDI | B07286 | EARLABANDA | 205077 | 1KVA | FUJI | GP-UPS | 172.18.47.102
Package-A | MAHABUBNAGAR | GADWAL | KALOOR THIMMANDODDI | B07286 | ERSANDODDI | 205193 | 1KVA | FUJI | GP-UPS | 172.18.47.146
Package-A | MAHABUBNAGAR | GADWAL | KALOOR THIMMANDODDI | B07286 | GANGANPALLY | 205078 | 1KVA | FUJI | GP-UPS | 172.18.47.114
Package-A | MAHABUBNAGAR | GADWAL | KALOOR THIMMANDODDI | B07286 | GUVVALADINNE | 205081 | 1KVA | FUJI | GP-UPS | 172.18.47.78
Package-A | MAHABUBNAGAR | GADWAL | KALOOR THIMMANDODDI | B07286 | IRKICHED | 205082 | 1KVA | FUJI | Cluster GP-UPS | 172.18.47.86
Package-A | MAHABUBNAGAR | GADWAL | KALOOR THIMMANDODDI | B07286 | KALOORTHIMMANDODDI | 205197 | 1KVA | FUJI | Cluster GP-UPS | 172.18.47.70
Package-A | MAHABUBNAGAR | GADWAL | KALOOR THIMMANDODDI | B07286 | KONDAPUR | 205084 | 1KVA | Uniline | GP-UPS | 172.18.47.90
Package-A | MAHABUBNAGAR | GADWAL | KALOOR THIMMANDODDI | B07286 | KUCHINERLA | 205198 | 1KVA | FUJI | Cluster GP-UPS | 172.18.47.154
Package-A | MAHABUBNAGAR | GADWAL | KALOOR THIMMANDODDI | B07286 | Mailagadda | 278589 | 1KVA | FUJI | GP-UPS | 172.18.47.126
Package-A | MAHABUBNAGAR | GADWAL | KALOOR THIMMANDODDI | B07286 | MALLAPURAM | 205202 | 1KVA | FUJI | Cluster GP-UPS | 172.18.47.134
Package-A | MAHABUBNAGAR | GADWAL | KALOOR THIMMANDODDI | B07286 | Mallapuramtanda | 281992 | 1KVA | FUJI | GP-UPS | 172.18.47.130
Package-A | MAHABUBNAGAR | GADWAL | KALOOR THIMMANDODDI | B07286 | NANDINNE | 205204 | 1KVA | FUJI | Cluster GP-UPS | 172.18.47.158
Package-A | MAHABUBNAGAR | GADWAL | KALOOR THIMMANDODDI | B07286 | PAGUNTA | 205091 | 1KVA | FUJI | GP-UPS | 172.18.47.98
Package-A | MAHABUBNAGAR | GADWAL | KALOOR THIMMANDODDI | B07286 | PATHAPALEM | 205093 | 1KVA | FUJI | Cluster GP-UPS | 172.18.47.106
Package-A | MAHABUBNAGAR | GADWAL | KALOOR THIMMANDODDI | B07286 | Pujaritanda | 278584 | 1KVA | FUJI | GP-UPS | 172.18.47.82
Package-A | MAHABUBNAGAR | GADWAL | KALOOR THIMMANDODDI | B07286 | Rangapur | 278591 | 1KVA | FUJI | GP-UPS | 172.18.47.110
Package-A | MAHABUBNAGAR | GADWAL | KALOOR THIMMANDODDI | B07286 | Somapuram | 281994 | 1KVA | FUJI | GP-UPS | 172.18.47.138
Package-A | MAHABUBNAGAR | GADWAL | KALOOR THIMMANDODDI | B07286 | Sulthanpur | 281993 | 1KVA | Uniline | GP-UPS | 172.18.47.150
Package-A | MAHABUBNAGAR | GADWAL | KALOOR THIMMANDODDI | B07286 | Thurputanda | 278587 | 1KVA | FUJI | GP-UPS | 172.18.47.74
Package-A | MAHABUBNAGAR | GADWAL | KALOOR THIMMANDODDI | B07286 | UMINTHYALA | 205095 | 1KVA | FUJI | GP-UPS | 172.18.47.118
Package-A | MAHABUBNAGAR | GADWAL | KALOOR THIMMANDODDI | B07286 | Umithyala Tanda | 278593 | 1KVA | FUJI | GP-UPS | 172.18.47.122
Package-A | MAHABUBNAGAR | GADWAL | KALOOR THIMMANDODDI | B07286 | VENKATAPUR | 205097 | 1KVA | FUJI | Cluster GP-UPS | 172.18.47.94
Package-A | MAHABUBNAGAR | GADWAL | MALDAKAL | B05245 | ADIVIRAVALCHERU | 205633 | 1KVA | FUJI | GP-UPS | 172.18.52.214
Package-A | MAHABUBNAGAR | GADWAL | MALDAKAL | B05245 | AMARAVAI | 205634 | 1KVA | FUJI | GP-UPS | 172.18.52.202
Package-A | MAHABUBNAGAR | GADWAL | MALDAKAL | B05245 | BIJJAWAR | 205635 | 1KVA | FUJI | GP-UPS | 172.18.52.222
Package-A | MAHABUBNAGAR | GADWAL | MALDAKAL | B05245 | Cherlagarlapadu | 278668 | 1KVA | Uniline | GP-UPS | 172.18.53.46
Package-A | MAHABUBNAGAR | GADWAL | MALDAKAL | B05245 | Dasarpalle | 278657 | 1KVA | FUJI | GP-UPS | 172.18.52.230
Package-A | MAHABUBNAGAR | GADWAL | GADWAL | B05222 | KONDAPALLY | 205155 | 1KVA | FUJI | GP-UPS | 172.18.53.30
Package-A | MAHABUBNAGAR | GADWAL | MALDAKAL | B05245 | KURTHIRAVALCHER | 205636 | 1KVA | Uniline | GP-UPS | 172.18.53.2
Package-A | MAHABUBNAGAR | GADWAL | MALDAKAL | B05245 | MADDELABANDA | 205637 | 1KVA | Uniline | GP-UPS | 172.18.52.238
Package-A | MAHABUBNAGAR | GADWAL | MALDAKAL | B05245 | MALDAKAL | 205638 | 1KVA | FUJI | Cluster GP-UPS | 172.18.52.246
Package-A | MAHABUBNAGAR | GADWAL | MALDAKAL | B05245 | MALLAMDODDI | 205639 | 1KVA | FUJI | GP-UPS | 172.18.53.18
Package-A | MAHABUBNAGAR | GADWAL | MALDAKAL | B05245 | Mangampet | 278660 | 1KVA | Uniline | GP-UPS | 172.18.52.210
Package-A | MAHABUBNAGAR | GADWAL | MALDAKAL | B05245 | Mekalasompalle | 278658 | 1KVA | FUJI | GP-UPS | 172.18.52.226
Package-A | MAHABUBNAGAR | GADWAL | MALDAKAL | B05245 | NAGARDODDI | 205640 | 1KVA | FUJI | Cluster GP-UPS | 172.18.53.6
Package-A | MAHABUBNAGAR | GADWAL | MALDAKAL | B05245 | NEELIVANIPALLY | 205641 | 1KVA | Uniline | Cluster GP-UPS | 172.18.53.42
Package-A | MAHABUBNAGAR | GADWAL | MALDAKAL | B05245 | NEETHUVANIPALLY | 205642 | 1KVA | FUJI | Cluster GP-UPS | 172.18.52.234
Package-A | MAHABUBNAGAR | GADWAL | MALDAKAL | B05245 | PALWAI | 205643 | 1KVA | FUJI | GP-UPS | 172.18.53.26
Package-A | MAHABUBNAGAR | GADWAL | MALDAKAL | B05245 | Pavanapalle | 278659 | 1KVA | Uniline | GP-UPS | 172.18.53.38
Package-A | MAHABUBNAGAR | GADWAL | MALDAKAL | B05245 | PEDDADODDI | 205644 | 1KVA | Uniline | Cluster GP-UPS | 172.18.53.50
Package-A | MAHABUBNAGAR | GADWAL | MALDAKAL | B05245 | PEDDAPALLY | 205645 | 1KVA | Uniline | GP-UPS | 172.18.53.34
Package-A | MAHABUBNAGAR | GADWAL | MALDAKAL | B05245 | Peddatanda | 278656 | 1KVA | FUJI | GP-UPS | 172.18.52.242
Package-A | MAHABUBNAGAR | GADWAL | MALDAKAL | B05245 | SADDALONPALLY | 205646 | 1KVA | FUJI | Cluster GP-UPS | 172.18.52.206
Package-A | MAHABUBNAGAR | GADWAL | MALDAKAL | B05245 | Syasampalle | 278661 | 1KVA | Uniline | GP-UPS | 172.18.52.250
Package-A | MAHABUBNAGAR | GADWAL | MALDAKAL | B05245 | THATIKUNTA | 205647 | 1KVA | Uniline | Cluster GP-UPS | 172.18.52.254
Package-A | MAHABUBNAGAR | GADWAL | IEEJA | B05205 | THOOMKUNTA | 204800 | 1KVA | Uniline | GP-UPS | 172.18.53.10
Package-A | MAHABUBNAGAR | GADWAL | MALDAKAL | B05245 | ULIGAPALLY | 205648 | 1KVA | FUJI | GP-UPS | 172.18.52.218
Package-A | MAHABUBNAGAR | GADWAL | MALDAKAL | B05245 | VITTALAPURAM | 205649 | 1KVA | FUJI | GP-UPS | 172.18.53.14
Package-A | MAHABUBNAGAR | GADWAL | MALDAKAL | B05245 | YELKUR | 205650 | 1KVA | FUJI | Cluster GP-UPS | 172.18.53.22
Package-A | MAHABUBNAGAR | GADWAL | UNDAVELLY | B07285 | A.BURDIPAD | 205651 | 1KVA | Uniline | Cluster GP-UPS | 172.18.53.118
Package-A | MAHABUBNAGAR | GADWAL | MANOPADU | B05246 | AMARAVAI | 205652 | 1KVA | FUJI | GP-UPS | 172.18.53.58
Package-A | MAHABUBNAGAR | GADWAL | MANOPADU | B05246 | BORAVELLY | 205654 | 1KVA | FUJI | GP-UPS | 172.18.53.70
Package-A | MAHABUBNAGAR | GADWAL | MANOPADU | B05246 | CHANDUR | 257966 | 1KVA | Uniline | GP-UPS | 172.18.53.78
Package-A | MAHABUBNAGAR | GADWAL | MANOPADU | B05246 | CHENNIPAD | 205656 | 1KVA | Uniline | Cluster GP-UPS | 172.18.53.90
Package-A | MAHABUBNAGAR | GADWAL | MANOPADU | B05246 | CHINNA POTHULAP | 205658 | 1KVA | Uniline | GP-UPS | 172.18.53.98
Package-A | MAHABUBNAGAR | GADWAL | MANOPADU | B05246 | CHANDRASHEKAR NAGAR | 205655 | 1KVA | Uniline | Cluster GP-UPS | 172.18.53.102
Package-A | MAHABUBNAGAR | GADWAL | MANOPADU | B05246 | GOKULAPAD | 205659 | 1KVA | Uniline | GP-UPS | 172.18.53.86
Package-A | MAHABUBNAGAR | GADWAL | MANOPADU | B05246 | JALLAPUR | 205661 | 1KVA | Uniline | GP-UPS | 172.18.53.82
Package-A | MAHABUBNAGAR | GADWAL | MANOPADU | B05246 | KALKUNTLA | 205663 | 1KVA | Uniline | GP-UPS | 172.18.53.114
Package-A | MAHABUBNAGAR | GADWAL | MANOPADU | B05246 | KORVIPAD | 205665 | 1KVA | Uniline | GP-UPS | 172.18.53.106
Package-A | MAHABUBNAGAR | GADWAL | MANOPADU | B05246 | MADDUR | 205666 | 1KVA | Uniline | Cluster GP-UPS | 172.18.53.110
Package-A | MAHABUBNAGAR | GADWAL | MANOPADU | B05246 | MANOPAD | 205667 | 1KVA | FUJI | Cluster GP-UPS | 172.18.53.54
Package-A | MAHABUBNAGAR | GADWAL | MANOPADU | B05246 | NARAYANAPOOR | 205669 | 1KVA | FUJI | Cluster GP-UPS | 172.18.53.66
Package-A | MAHABUBNAGAR | GADWAL | MANOPADU | B05246 | PALLEPAD | 205670 | 1KVA | Uniline | GP-UPS | 172.18.53.74
Package-A | MAHABUBNAGAR | GADWAL | MANOPADU | B05246 | PEDDA AMUDYALAPAD | 205671 | 1KVA | FUJI | GP-UPS | 172.18.53.62
Package-A | MAHABUBNAGAR | GADWAL | MANOPADU | B05246 | PEDDAPOTHULAPAD | 205672 | 1KVA | Uniline | GP-UPS | 172.18.53.94
Package-A | MAHABUBNAGAR | GADWAL | RAJOLI | B07211 | CHINNADHANWADA | 206045 | 1KVA | FUJI | GP-UPS | 172.18.58.134
Package-A | MAHABUBNAGAR | GADWAL | RAJOLI | B07211 | MANDODDI | 206050 | 1KVA | FUJI | Cluster GP-UPS | 172.18.58.126
Package-A | MAHABUBNAGAR | GADWAL | RAJOLI | B07211 | MUNDLADINNE | 206051 | 1KVA | FUJI | GP-UPS | 172.18.58.146
Package-A | MAHABUBNAGAR | GADWAL | RAJOLI | B07211 | NASANOOR | 206052 | 1KVA | FUJI | GP-UPS | 172.18.58.130
Package-A | MAHABUBNAGAR | GADWAL | RAJOLI | B07211 | PACHERLA | 206053 | 1KVA | FUJI | Cluster GP-UPS | 172.18.58.138
Package-A | MAHABUBNAGAR | GADWAL | RAJOLI | B07211 | Padamati Garlapadu | 278682 | 1KVA | FUJI | GP-UPS | 172.18.58.118
Package-A | MAHABUBNAGAR | GADWAL | RAJOLI | B07211 | PEDDA THANDRAPAD | 206055 | 1KVA | FUJI | GP-UPS | 172.18.58.142
Package-A | MAHABUBNAGAR | GADWAL | RAJOLI | B07211 | RAJOLI | 206057 | 1KVA | FUJI | Cluster GP-UPS | 172.18.58.150
Package-A | MAHABUBNAGAR | GADWAL | RAJOLI | B07211 | T.GARLAPADU | 206059 | 1KVA | FUJI | Cluster GP-UPS | 172.18.58.154
Package-A | MAHABUBNAGAR | GADWAL | RAJOLI | B07211 | THUMMILLA | 206061 | 1KVA | Uniline | GP-UPS | 172.18.58.122
Package-A | MAHABUBNAGAR | GADWAL | UNDAVELLY | B07285 | BONKUR | 205653 | 1KVA | Uniline | Cluster GP-UPS | 172.18.60.114
Package-A | MAHABUBNAGAR | GADWAL | UNDAVELLY | B07285 | CHINNA AMUDYALA | 205657 | 1KVA | FUJI | GP-UPS | 172.18.60.98
Package-A | MAHABUBNAGAR | GADWAL | UNDAVELLY | B07285 | ITKYALPADU | 205660 | 1KVA | Uniline | GP-UPS | 172.18.60.70
Package-A | MAHABUBNAGAR | GADWAL | UNDAVELLY | B07285 | KALGOTLA | 205662 | 1KVA | Uniline | Cluster GP-UPS | 172.18.60.106
Package-A | MAHABUBNAGAR | GADWAL | UNDAVELLY | B07285 | KANCHUPAD | 205664 | 1KVA | FUJI | GP-UPS | 172.18.60.94
Package-A | MAHABUBNAGAR | GADWAL | UNDAVELLY | B07285 | MARAMUNAGALA | 204817 | 1KVA | Uniline | GP-UPS | 172.18.60.74
Package-A | MAHABUBNAGAR | GADWAL | UNDAVELLY | B07285 | Maramunagala-2 | 278684 | 1KVA | Uniline | Cluster GP-UPS | 172.18.60.78
Package-A | MAHABUBNAGAR | GADWAL | UNDAVELLY | B07285 | MENNIPAD | 205668 | 1KVA | Uniline | GP-UPS | 172.18.60.118
Package-A | MAHABUBNAGAR | GADWAL | UNDAVELLY | B07285 | PRAGATOOR | 204818 | 1KVA | Uniline | Cluster GP-UPS | 172.18.60.82
Package-A | MAHABUBNAGAR | GADWAL | UNDAVELLY | B07285 | PULLUR | 205673 | 1KVA | Uniline | GP-UPS | 172.18.60.110
Package-A | MAHABUBNAGAR | GADWAL | UNDAVELLY | B07285 | SERIPALLY | 204820 | 1KVA | Uniline | GP-UPS | 172.18.60.86
Package-A | MAHABUBNAGAR | GADWAL | UNDAVELLY | B07285 | THAKKASILA | 204823 | 1KVA | FUJI | Cluster GP-UPS | 172.18.60.90
Package-A | MAHABUBNAGAR | GADWAL | UNDAVELLY | B07285 | UNDAVELLY | 205674 | 1KVA | FUJI | GP-UPS | 172.18.60.102
Package-A | MAHABUBNAGAR | GADWAL | WADDEPALLE | B05265 | BUDAMARSU | 206044 | 1KVA | FUJI | GP-UPS | 172.18.62.134
Package-A | MAHABUBNAGAR | GADWAL | WADDEPALLE | B05265 | Jakkireddypally | 278678 | 1KVA | Uniline | GP-UPS | 172.18.62.114
Package-A | MAHABUBNAGAR | GADWAL | WADDEPALLE | B05265 | JILLEDDINNE | 206046 | 1KVA | Uniline | GP-UPS | 172.18.62.102
Package-A | MAHABUBNAGAR | GADWAL | WADDEPALLE | B05265 | JULEKAL | 206047 | 1KVA | Uniline | GP-UPS | 172.18.62.122
Package-A | MAHABUBNAGAR | GADWAL | WADDEPALLE | B05265 | KOILDINNE | 206048 | 1KVA | FUJI | GP-UPS | 172.18.62.98
Package-A | MAHABUBNAGAR | GADWAL | WADDEPALLE | B05265 | KONKAL | 206049 | 1KVA | FUJI | Cluster GP-UPS | 172.18.62.130
Package-A | MAHABUBNAGAR | GADWAL | IEEJA | B05205 | Kurrvaipalle | 278529 | 1KVA | Uniline | Cluster GP-UPS | 172.18.62.118
Package-A | MAHABUBNAGAR | GADWAL | WADDEPALLE | B05265 | RAMAPURAM | 206058 | 1KVA | FUJI | Cluster GP-UPS | 172.18.62.106
Package-A | MAHABUBNAGAR | GADWAL | WADDEPALLE | B05265 | Thimmajipally | 278679 | 1KVA | Uniline | GP-UPS | 172.18.62.110
Package-A | MAHABUBNAGAR | GADWAL | WADDEPALLE | B05265 | Venkatramnagar | 278681 | 1KVA | Uniline | GP-UPS | 172.18.62.126
Package-A | MAHABUBNAGAR | MAHABUBNAGAR | ADDAKAL | B05204 | ADDAKAL | 204767 | 1KVA | FUJI | Cluster GP-UPS | 172.18.38.42
Package-A | MAHABUBNAGAR | MAHABUBNAGAR | ADDAKAL | B05204 | GUDIBANDA | 204770 | 1KVA | Uniline | GP-UPS | 172.18.38.86
Package-A | MAHABUBNAGAR | MAHABUBNAGAR | ADDAKAL | B05204 | KANDUR | 204772 | 1KVA | FUJI | GP-UPS | 172.18.38.74
Package-A | MAHABUBNAGAR | MAHABUBNAGAR | ADDAKAL | B05204 | Muthyalampally | 280462 | 1KVA | FUJI | GP-UPS | 172.18.38.58
Package-A | MAHABUBNAGAR | MAHABUBNAGAR | ADDAKAL | B05204 | PEDDAMUNGALCHED | 205867 | 1KVA | Uniline | GP-UPS | 172.18.38.110
Package-A | MAHABUBNAGAR | MAHABUBNAGAR | ADDAKAL | B05204 | RACHALA | 204779 | 1KVA | FUJI | GP-UPS | 172.18.38.66
Package-A | MAHABUBNAGAR | MAHABUBNAGAR | ADDAKAL | B05204 | Ramchandrapur | 279359 | 1KVA | Uniline | GP-UPS | 172.18.38.102
Package-A | MAHABUBNAGAR | MAHABUBNAGAR | ADDAKAL | B05204 | THIMMAIPALLY | 204783 | 1KVA | Uniline | GP-UPS | 172.18.38.94
Package-A | MAHABUBNAGAR | MAHABUBNAGAR | ADDAKAL | B05204 | Thimmaipally Thanda | 279357 | 1KVA | Uniline | GP-UPS | 172.18.38.98
Package-A | MAHABUBNAGAR | MAHABUBNAGAR | ADDAKAL | B05204 | BALEEDPALLY | 205855 | 1KVA | FUJI | GP-UPS | 172.18.38.46
Package-A | MAHABUBNAGAR | MAHABUBNAGAR | ADDAKAL | B05204 | CHINNAMUNGALCHED | 205857 | 1KVA | Uniline | Cluster GP-UPS | 172.18.38.106
Package-A | MAHABUBNAGAR | MAHABUBNAGAR | ADDAKAL | B05204 | KANMANOOR | 205861 | 1KVA | FUJI | GP-UPS | 172.18.38.50
Package-A | MAHABUBNAGAR | MAHABUBNAGAR | ADDAKAL | B05204 | KATARAM | 204773 | 1KVA | Uniline | Cluster GP-UPS | 172.18.38.90
Package-A | MAHABUBNAGAR | MAHABUBNAGAR | DEVARAKADARA | B05217 | PERUR | 205048 | 1KVA | FUJI | Cluster GP-UPS | 172.18.38.62
Package-A | MAHABUBNAGAR | MAHABUBNAGAR | ADDAKAL | B05204 | PONNAKAL | 204778 | 1KVA | FUJI | GP-UPS | 172.18.38.70
Package-A | MAHABUBNAGAR | MAHABUBNAGAR | ADDAKAL | B05204 | SHAKAPUR | 204781 | 1KVA | Uniline | Cluster GP-UPS | 172.18.38.82
Package-A | MAHABUBNAGAR | MAHABUBNAGAR | ADDAKAL | B05204 | Sunkarampally | 279356 | 1KVA | Uniline | GP-UPS | 172.18.38.78
Package-A | MAHABUBNAGAR | MAHABUBNAGAR | ADDAKAL | B05204 | VARNE | 205051 | 1KVA | Uniline | Cluster GP-UPS | 172.18.38.54
Package-A | MAHABUBNAGAR | MAHABUBNAGAR | BALANAGAR | B05210 | BALANAGAR | 204883 | 1KVA | Uniline | GP-UPS | 172.18.39.218
Package-A | MAHABUBNAGAR | MAHABUBNAGAR | BALANAGAR | B05210 | BODAJANAMPET | 204884 | 1KVA | Uniline | GP-UPS | 172.18.39.150
Package-A | MAHABUBNAGAR | MAHABUBNAGAR | BALANAGAR | B05210 | Chennangula gadda Tanda | 280133 | 1KVA | Uniline | GP-UPS | 172.18.39.222
Package-A | MAHABUBNAGAR | MAHABUBNAGAR | BALANAGAR | B05210 | CHINNAREVALLY | 204886 | 1KVA | Uniline | GP-UPS | 172.18.39.162
Package-A | MAHABUBNAGAR | MAHABUBNAGAR | BALANAGAR | B05210 | Gangadharpally | 280111 | 1KVA | Uniline | Cluster GP-UPS | 172.18.39.206
Package-A | MAHABUBNAGAR | MAHABUBNAGAR | BALANAGAR | B05210 | GOUTHAPOOR | 204889 | 1KVA | Uniline | GP-UPS | 172.18.39.110
Package-A | MAHABUBNAGAR | MAHABUBNAGAR | BALANAGAR | B05210 | Jalugadda Tanda | 280124 | 1KVA | Uniline | GP-UPS | 172.18.39.234
Package-A | MAHABUBNAGAR | MAHABUBNAGAR | BALANAGAR | B05210 | Jeedigutta Tanda | 279571 | 1KVA | Uniline | GP-UPS | 172.18.39.186
Package-A | MAHABUBNAGAR | MAHABUBNAGAR | BALANAGAR | B05210 | Manyagudem Tanda | 280139 | 1KVA | Uniline | GP-UPS | 172.18.39.178
Package-A | MAHABUBNAGAR | MAHABUBNAGAR | BALANAGAR | B05210 | Medigadda Tanda | 280113 | 1KVA | Uniline | GP-UPS | 172.18.39.202
Package-A | MAHABUBNAGAR | MAHABUBNAGAR | BALANAGAR | B05210 | Namya Tanda | 279568 | 1KVA | Uniline | GP-UPS | 172.18.39.114
Package-A | MAHABUBNAGAR | MAHABUBNAGAR | BALANAGAR | B05210 | NANDARAM | 204901 | 1KVA | Uniline | Cluster GP-UPS | 172.18.39.214
Package-A | MAHABUBNAGAR | MAHABUBNAGAR | BALANAGAR | B05210 | NERELLAPALLY | 204902 | 1KVA | Uniline | Cluster GP-UPS | 172.18.39.230
Package-A | MAHABUBNAGAR | MAHABUBNAGAR | BALANAGAR | B05210 | Palugumeedi Tanda | 279560 | 1KVA | Uniline | GP-UPS | 172.18.39.134
Package-A | MAHABUBNAGAR | MAHABUBNAGAR | BALANAGAR | B05210 | PEDDAIPALLY | 204903 | 1KVA | Uniline | GP-UPS | 172.18.39.154
Package-A | MAHABUBNAGAR | MAHABUBNAGAR | BALANAGAR | B05210 | Pochammagadda Tanda | 279566 | 1KVA | Uniline | GP-UPS | 172.18.39.166
Package-A | MAHABUBNAGAR | MAHABUBNAGAR | BALANAGAR | B05210 | SURARAM | 204908 | 1KVA | Uniline | GP-UPS | 172.18.39.194
Package-A | MAHABUBNAGAR | MAHABUBNAGAR | BALANAGAR | B05210 | UDITHYAL A | 204911 | 1KVA | Uniline | Cluster GP-UPS | 172.18.39.238
Package-A | MAHABUBNAGAR | MAHABUBNAGAR | BALANAGAR | B05210 | VERANNAPALLY | 204912 | 1KVA | Uniline | GP-UPS | 172.18.39.242
Package-A | MAHABUBNAGAR | MAHABUBNAGAR | BALANAGAR | B05210 | Vutakunta Tanda | 280122 | 1KVA | Uniline | GP-UPS | 172.18.39.226
Package-A | MAHABUBNAGAR | MAHABUBNAGAR | BALANAGAR | B05210 | Appajipalle | 280140 | 1KVA | Uniline | GP-UPS | 172.18.39.130
Package-A | MAHABUBNAGAR | MAHABUBNAGAR | BALANAGAR | B05210 | Bodagutta Tanda | 280135 | 1KVA | Uniline | Cluster GP-UPS | 172.18.39.138
Package-A | MAHABUBNAGAR | MAHABUBNAGAR | BALANAGAR | B05210 | Building Tanda | 280142 | 1KVA | Uniline | GP-UPS | 172.18.39.118
Package-A | MAHABUBNAGAR | MAHABUBNAGAR | BALANAGAR | B05210 | Chinta kunta Tanda | 279575 | 1KVA | Uniline | Cluster GP-UPS | 172.18.39.246
Package-A | MAHABUBNAGAR | MAHABUBNAGAR | BALANAGAR | B05210 | Eedamma Gadda Tanda | 280152 | 1KVA | Uniline | Cluster GP-UPS | 172.18.39.190
Package-A | MAHABUBNAGAR | MAHABUBNAGAR | BALANAGAR | B05210 | GUNDED | 204890 | 1KVA | Uniline | GP-UPS | 172.18.39.182
Package-A | MAHABUBNAGAR | MAHABUBNAGAR | BALANAGAR | B05210 | HEMAJIPOOR | 204892 | 1KVA | Uniline | Cluster GP-UPS | 172.18.39.122
Package-A | MAHABUBNAGAR | MAHABUBNAGAR | BALANAGAR | B05210 | KETHIREDDIPALLY | 204894 | 1KVA | FUJI | GP-UPS | 172.18.39.250
Package-A | MAHABUBNAGAR | MAHABUBNAGAR | BALANAGAR | B05210 | Macharam | 280120 | 1KVA | Uniline | GP-UPS | 172.18.39.198
Package-A | MAHABUBNAGAR | MAHABUBNAGAR | BALANAGAR | B05210 | MODAMPALLY | 204898 | 1KVA | Uniline | GP-UPS | 172.18.39.142
Package-A | MAHABUBNAGAR | MAHABUBNAGAR | BALANAGAR | B05210 | MOTHIGHANAPOOR | 204899 | 1KVA | Uniline | GP-UPS | 172.18.39.210
Package-A | MAHABUBNAGAR | MAHABUBNAGAR | BALANAGAR | B05210 | Nelabanda Tanda (H) | 280148 | 1KVA | Uniline | GP-UPS | 172.18.39.126
Package-A | MAHABUBNAGAR | MAHABUBNAGAR | BALANAGAR | B05210 | Peddabai Tanda | 280137 | 1KVA | Uniline | Cluster GP-UPS | 172.18.39.174
Package-A | MAHABUBNAGAR | MAHABUBNAGAR | BALANAGAR | B05210 | PEDDAREVALLY | 204904 | 1KVA | FUJI | Cluster GP-UPS | 172.18.39.158
Package-A | MAHABUBNAGAR | MAHABUBNAGAR | BALANAGAR | B05210 | THIRUMALAGIRI | 204909 | 1KVA | Uniline | GP-UPS | 172.18.39.170
Package-A | MAHABUBNAGAR | MAHABUBNAGAR | BALANAGAR | B05210 | Yeduguttala Tanda | 280150 | 1KVA | Uniline | Cluster GP-UPS | 172.18.39.146
Package-A | MAHABUBNAGAR | MAHABUBNAGAR | BHOOTHPUR | B05212 | ANNASAGAR | 204927 | 1KVA | Uniline | Cluster GP-UPS | 172.18.40.146
Package-A | MAHABUBNAGAR | MAHABUBNAGAR | BHOOTHPUR | B05212 | BHATTUPALLY | 204928 | 1KVA | Uniline | GP-UPS | 172.18.40.114
Package-A | MAHABUBNAGAR | MAHABUBNAGAR | BHOOTHPUR | B05212 | HASNAPOOR | 204931 | 1KVA | Uniline | GP-UPS | 172.18.40.142
Package-A | MAHABUBNAGAR | MAHABUBNAGAR | BHOOTHPUR | B05212 | KAPPETA | 204933 | 1KVA | Uniline | GP-UPS | 172.18.40.130
Package-A | MAHABUBNAGAR | MAHABUBNAGAR | BHOOTHPUR | B05212 | KOTHUR | 204936 | 1KVA | FUJI | Cluster GP-UPS | 172.18.40.90
Package-A | MAHABUBNAGAR | MAHABUBNAGAR | BHOOTHPUR | B05212 | KOTHAMOLGARA | 204935 | 1KVA | Uniline | Cluster GP-UPS | 172.18.40.126
Package-A | MAHABUBNAGAR | MAHABUBNAGAR | BHOOTHPUR | B05212 | Lambadikunta Tanda | 280414 | 1KVA | FUJI | GP-UPS | 172.18.40.98
Package-A | MAHABUBNAGAR | MAHABUBNAGAR | BHOOTHPUR | B05212 | Pedda Tanda | 280427 | 1KVA | FUJI | GP-UPS | 172.18.40.94
Package-A | MAHABUBNAGAR | MAHABUBNAGAR | BHOOTHPUR | B05212 | POTHULAMADUGU | 204939 | 1KVA | Uniline | GP-UPS | 172.18.40.134
Package-A | MAHABUBNAGAR | MAHABUBNAGAR | BHOOTHPUR | B05212 | Sheripally(H) | 280411 | 1KVA | Uniline | Cluster GP-UPS | 172.18.40.138
Package-A | MAHABUBNAGAR | MAHABUBNAGAR | BHOOTHPUR | B05212 | THATIKONDA | 204940 | 1KVA | Uniline | Cluster GP-UPS | 172.18.40.154
Package-A | MAHABUBNAGAR | MAHABUBNAGAR | BHOOTHPUR | B05212 | THATIPARTHY | 204941 | 1KVA | Uniline | GP-UPS | 172.18.40.86
Package-A | MAHABUBNAGAR | MAHABUBNAGAR | BHOOTHPUR | B05212 | Chowla Tanda | 280422 | 1KVA | Uniline | GP-UPS | 172.18.40.106
Package-A | MAHABUBNAGAR | MAHABUBNAGAR | BHOOTHPUR | B05212 | ELKICHERLA | 204930 | 1KVA | Uniline | Cluster GP-UPS | 172.18.40.110
Package-A | MAHABUBNAGAR | MAHABUBNAGAR | BHOOTHPUR | B05212 | KARIVENA | 204934 | 1KVA | Uniline | Cluster GP-UPS | 172.18.40.102
Package-A | MAHABUBNAGAR | MAHABUBNAGAR | BHOOTHPUR | B05212 | MADDIGATLA | 204937 | 1KVA | Uniline | Cluster GP-UPS | 172.18.40.118
Package-A | MAHABUBNAGAR | MAHABUBNAGAR | BHOOTHPUR | B05212 | PATHAMOLGARA | 204938 | 1KVA | Uniline | GP-UPS | 172.18.40.122
Package-A | MAHABUBNAGAR | MAHABUBNAGAR | BHOOTHPUR | B05212 | Ravulapally | 280410 | 1KVA | Uniline | GP-UPS | 172.18.40.150
Package-A | MAHABUBNAGAR | MAHABUBNAGAR | CHINNACHINTAKUNTA | B05215 | CHINNACHINTAKUNTA | 204992 | 1KVA | FUJI | GP-UPS | 172.18.41.110
Package-A | MAHABUBNAGAR | MAHABUBNAGAR | CHINNACHINTAKUNTA | B05215 | DAMGANPUR | 204993 | 1KVA | Uniline | Cluster GP-UPS | 172.18.41.122
Package-A | MAHABUBNAGAR | MAHABUBNAGAR | CHINNACHINTAKUNTA | B05215 | DASARAPALLY | 204994 | 1KVA | Uniline | GP-UPS | 172.18.41.170
Package-A | MAHABUBNAGAR | MAHABUBNAGAR | CHINNACHINTAKUNTA | B05215 | EDULAPUR | 280390 | 1KVA | Uniline | Cluster GP-UPS | 172.18.41.150
Package-A | MAHABUBNAGAR | MAHABUBNAGAR | CHINNACHINTAKUNTA | B05215 | GUDUR | 204997 | 1KVA | Uniline | GP-UPS | 172.18.41.162
Package-A | MAHABUBNAGAR | MAHABUBNAGAR | CHINNACHINTAKUNTA | B05215 | KURUMURTHY | 204998 | 1KVA | Uniline | Cluster GP-UPS | 172.18.41.158
Package-A | MAHABUBNAGAR | MAHABUBNAGAR | CHINNACHINTAKUNTA | B05215 | MUCHINTALA | 205001 | 1KVA | Uniline | GP-UPS | 172.18.41.178
Package-A | MAHABUBNAGAR | MAHABUBNAGAR | CHINNACHINTAKUNTA | B05215 | NELLIKONDI | 205002 | 1KVA | Uniline | GP-UPS | 172.18.41.138
Package-A | MAHABUBNAGAR | MAHABUBNAGAR | CHINNACHINTAKUNTA | B05215 | SEETHARAMPET | 280393 | 1KVA | Uniline | GP-UPS | 172.18.41.126
Package-A | MAHABUBNAGAR | MAHABUBNAGAR | CHINNACHINTAKUNTA | B05215 | WADDEMANU | 205006 | 1KVA | Uniline | Cluster GP-UPS | 172.18.41.142
Package-A | MAHABUBNAGAR | MAHABUBNAGAR | CHINNACHINTAKUNTA | B05215 | AMMAPUR | 204989 | 1KVA | Uniline | GP-UPS | 172.18.41.154
Package-A | MAHABUBNAGAR | MAHABUBNAGAR | CHINNACHINTAKUNTA | B05215 | APPAMPALLE | 204990 | 1KVA | Uniline | Cluster GP-UPS | 172.18.41.174
Package-A | MAHABUBNAGAR | MAHABUBNAGAR | CHINNACHINTAKUNTA | B05215 | CHINNA WADDEMANU | 280405 | 1KVA | Uniline | GP-UPS | 172.18.41.146
Package-A | MAHABUBNAGAR | MAHABUBNAGAR | CHINNACHINTAKUNTA | B05215 | FAREEDPUR | 204996 | 1KVA | Uniline | Cluster GP-UPS | 172.18.41.130
Package-A | MAHABUBNAGAR | MAHABUBNAGAR | CHINNACHINTAKUNTA | B05215 | GOPYANAIK THANDA | 280403 | 1KVA | Uniline | GP-UPS | 172.18.41.134
Package-A | MAHABUBNAGAR | MAHABUBNAGAR | CHINNACHINTAKUNTA | B05215 | MADDUR | 205000 | 1KVA | Uniline | GP-UPS | 172.18.41.114
Package-A | MAHABUBNAGAR | MAHABUBNAGAR | CHINNACHINTAKUNTA | B05215 | THIRUMALAPUR | 205004 | 1KVA | Uniline | Cluster GP-UPS | 172.18.41.166
Package-A | MAHABUBNAGAR | MAHABUBNAGAR | CHINNACHINTAKUNTA | B05215 | UNDIYALA | 205005 | 1KVA | Uniline | Cluster GP-UPS | 172.18.41.118
Package-A | MAHABUBNAGAR | MAHABUBNAGAR | DEVARAKADARA | B05217 | AJILAPUR | 205030 | 1KVA | Uniline | GP-UPS | 172.18.42.190
Package-A | MAHABUBNAGAR | MAHABUBNAGAR | DEVARAKADARA | B05217 | Balusupally | 280440 | 1KVA | FUJI | GP-UPS | 172.18.42.162
Package-A | MAHABUBNAGAR | MAHABUBNAGAR | DEVARAKADARA | B05217 | BASWAIPALLE | 205031 | 1KVA | Uniline | Cluster GP-UPS | 172.18.42.154
Package-A | MAHABUBNAGAR | MAHABUBNAGAR | DEVARAKADARA | B05217 | BASWAPUR | 205032 | 1KVA | FUJI | Cluster GP-UPS | 172.18.42.170
Package-A | MAHABUBNAGAR | MAHABUBNAGAR | DEVARAKADARA | B05217 | Chowdarpally | 280439 | 1KVA | Uniline | GP-UPS | 172.18.42.202
Package-A | MAHABUBNAGAR | MAHABUBNAGAR | DEVARAKADARA | B05217 | DEVARAKADARA | 205035 | 1KVA | FUJI | Cluster GP-UPS | 172.18.42.206
Package-A | MAHABUBNAGAR | MAHABUBNAGAR | DEVARAKADARA | B05217 | GADDEGUDEM | 205037 | 1KVA | Uniline | Cluster GP-UPS | 172.18.42.194
Package-A | MAHABUBNAGAR | MAHABUBNAGAR | DEVARAKADARA | B05217 | GOPANPALLE | 205038 | 1KVA | Uniline | GP-UPS | 172.18.42.142
Package-A | MAHABUBNAGAR | MAHABUBNAGAR | DEVARAKADARA | B05217 | GUDIBANDA | 205039 | 1KVA | FUJI | GP-UPS | 172.18.42.230
Package-A | MAHABUBNAGAR | MAHABUBNAGAR | DEVARAKADARA | B05217 | ISRAMPALLE | 205042 | 1KVA | FUJI | Cluster GP-UPS | 172.18.42.130
Package-A | MAHABUBNAGAR | MAHABUBNAGAR | DEVARAKADARA | B05217 | JEENUGURALA | 205043 | 1KVA | Uniline | GP-UPS | 172.18.42.150
Package-A | MAHABUBNAGAR | MAHABUBNAGAR | CHINNACHINTAKUNTA | B05215 | LALKOTA | 204999 | 1KVA | FUJI | GP-UPS | 172.18.42.222
Package-A | MAHABUBNAGAR | MAHABUBNAGAR | DEVARAKADARA | B05217 | LAXMIPALLE | 205045 | 1KVA | Uniline | Cluster GP-UPS | 172.18.42.238
Package-A | MAHABUBNAGAR | MAHABUBNAGAR | DEVARAKADARA | B05217 | Meenugonipally | 280435 | 1KVA | FUJI | GP-UPS | 172.18.42.234
Package-A | MAHABUBNAGAR | MAHABUBNAGAR | CHINNACHINTAKUNTA | B05215 | PALLAMARRI | 205003 | 1KVA | FUJI | Cluster GP-UPS | 172.18.42.226
Package-A | MAHABUBNAGAR | MAHABUBNAGAR | DEVARAKADARA | B05217 | PEDDARAJAMOOR | 205047 | 1KVA | FUJI | Cluster GP-UPS | 172.18.42.174
Package-A | MAHABUBNAGAR | MAHABUBNAGAR | DEVARAKADARA | B05217 | PUTTAPALLE | 205049 | 1KVA | FUJI | GP-UPS | 172.18.42.138
Package-A | MAHABUBNAGAR | MAHABUBNAGAR | DEVARAKADARA | B05217 | RUKULAMPALLE | 205050 | 1KVA | FUJI | GP-UPS | 172.18.42.126
Package-A | MAHABUBNAGAR | MAHABUBNAGAR | DEVARAKADARA | B05217 | Rajoli | 280450 | 1KVA | Uniline | GP-UPS | 172.18.42.114
Package-A | MAHABUBNAGAR | MAHABUBNAGAR | DEVARAKADARA | B05217 | VENKATAIPALLE | 205052 | 1KVA | Uniline | GP-UPS | 172.18.42.198
Package-A | MAHABUBNAGAR | MAHABUBNAGAR | CHINNACHINTAKUNTA | B05215 | BANDERPALLE | 204991 | 1KVA | FUJI | Cluster GP-UPS | 172.18.42.218
Package-A | MAHABUBNAGAR | MAHABUBNAGAR | DEVARAKADARA | B05217 | BOLLARAM | 205033 | 1KVA | Uniline | Cluster GP-UPS | 172.18.42.186
Package-A | MAHABUBNAGAR | MAHABUBNAGAR | DEVARAKADARA | B05217 | CHINNARAJAMOOR | 205034 | 1KVA | Uniline | GP-UPS | 172.18.42.182
Package-A | MAHABUBNAGAR | MAHABUBNAGAR | DEVARAKADARA | B05217 | DOKUR | 205036 | 1KVA | Uniline | Cluster GP-UPS | 172.18.42.146
Package-A | MAHABUBNAGAR | MAHABUBNAGAR | DEVARAKADARA | B05217 | GURAKONDA | 205040 | 1KVA | FUJI | GP-UPS | 172.18.42.214
Package-A | MAHABUBNAGAR | MAHABUBNAGAR | DEVARAKADARA | B05217 | HAJILAPUR | 205041 | 1KVA | Uniline | GP-UPS | 172.18.42.158
Package-A | MAHABUBNAGAR | MAHABUBNAGAR | DEVARAKADARA | B05217 | KOUKUNTLA | 205044 | 1KVA | FUJI | GP-UPS | 172.18.42.134
Package-A | MAHABUBNAGAR | MAHABUBNAGAR | DEVARAKADARA | B05217 | NAGARAM | 205046 | 1KVA | FUJI | GP-UPS | 172.18.42.178
Package-A | MAHABUBNAGAR | MAHABUBNAGAR | DEVARAKADARA | B05217 | Narlonikunta | 280453 | 1KVA | FUJI | GP-UPS | 172.18.42.166
Package-A | MAHABUBNAGAR | MAHABUBNAGAR | DEVARAKADARA | B05217 | Pedda Goplapur | 280432 | 1KVA | FUJI | GP-UPS | 172.18.42.210
Package-A | MAHABUBNAGAR | MAHABUBNAGAR | DEVARAKADARA | B05217 | Venkatagiri | 280446 | 1KVA | Uniline | GP-UPS | 172.18.42.118
Package-A | MAHABUBNAGAR | MAHABUBNAGAR | DEVARAKADARA | B05217 | Venkampally | 280457 | 1KVA | Uniline | GP-UPS | 172.18.42.122
Package-A | MAHABUBNAGAR | MAHABUBNAGAR | HANWADA | B05226 | AMMAPUR | 280520 | 1KVA | Uniline | Cluster GP-UPS | 172.18.45.150
Package-A | MAHABUBNAGAR | MAHABUBNAGAR | HANWADA | B05226 | AYODHYANAGAR | 205228 | 1KVA | Uniline | GP-UPS | 172.18.45.110
Package-A | MAHABUBNAGAR | MAHABUBNAGAR | HANWADA | B05226 | BUDDARAM | 205229 | 1KVA | FUJI | Cluster GP-UPS | 172.18.45.74
Package-A | MAHABUBNAGAR | MAHABUBNAGAR | HANWADA | B05226 | DACHAKPALLY | 205231 | 1KVA | FUJI | GP-UPS | 172.18.45.58
Package-A | MAHABUBNAGAR | MAHABUBNAGAR | HANWADA | B05226 | DORRI TANDA | 280524 | 1KVA | Uniline | GP-UPS | 172.18.45.86
Package-A | MAHABUBNAGAR | MAHABUBNAGAR | HANWADA | B05226 | GUNDYALA | 205233 | 1KVA | Uniline | Cluster GP-UPS | 172.18.45.102
Package-A | MAHABUBNAGAR | MAHABUBNAGAR | HANWADA | B05226 | HANWADA | 205234 | 1KVA | FUJI | Cluster GP-UPS | 172.18.45.82
Package-A | MAHABUBNAGAR | MAHABUBNAGAR | HANWADA | B05226 | KARAM THANDA | 280545 | 1KVA | FUJI | GP-UPS | 172.18.45.78
Package-A | MAHABUBNAGAR | MAHABUBNAGAR | HANWADA | B05226 | KISTAMPALLY GATE TANDA | 280532 | 1KVA | Uniline | GP-UPS | 172.18.45.94
Package-A | MAHABUBNAGAR | MAHABUBNAGAR | HANWADA | B05226 | KISTAMPALLY | 205236 | 1KVA | Uniline | GP-UPS | 172.18.45.106
Package-A | MAHABUBNAGAR | MAHABUBNAGAR | HANWADA | B05226 | KOHTAPETA | 205237 | 1KVA | FUJI | Cluster GP-UPS | 172.18.45.50
Package-A | MAHABUBNAGAR | MAHABUBNAGAR | HANWADA | B05226 | KONGATPALLY | 205238 | 1KVA | Uniline | GP-UPS | 172.18.45.134
Package-A | MAHABUBNAGAR | MAHABUBNAGAR | HANWADA | B05226 | LINGANAPALLY | 280513 | 1KVA | Uniline | GP-UPS | 172.18.45.98
Package-A | MAHABUBNAGAR | MAHABUBNAGAR | HANWADA | B05226 | MADHARAM | 205239 | 1KVA | Uniline | Cluster GP-UPS | 172.18.45.142
Package-A | MAHABUBNAGAR | MAHABUBNAGAR | HANWADA | B05226 | NAGAMBAI TANDA | 280543 | 1KVA | Uniline | GP-UPS | 172.18.45.146
Package-A | MAHABUBNAGAR | MAHABUBNAGAR | HANWADA | B05226 | NAGINONIPALLY | 205241 | 1KVA | Uniline | Cluster GP-UPS | 172.18.45.174
Package-A | MAHABUBNAGAR | MAHABUBNAGAR | HANWADA | B05226 | PALLEMONI COLONY | 280538 | 1KVA | FUJI | Cluster GP-UPS | 172.18.45.42
Package-A | MAHABUBNAGAR | MAHABUBNAGAR | HANWADA | B05226 | PEDDADARPALLY | 205242 | 1KVA | FUJI | GP-UPS | 172.18.45.38
Package-A | MAHABUBNAGAR | MAHABUBNAGAR | HANWADA | B05226 | PULPONIPALLY | 280516 | 1KVA | Uniline | Cluster GP-UPS | 172.18.45.162
Package-A | MAHABUBNAGAR | MAHABUBNAGAR | HANWADA | B05226 | RAM NAIK TANDA | 280536 | 1KVA | FUJI | GP-UPS | 172.18.45.66
Package-A | MAHABUBNAGAR | MAHABUBNAGAR | GANDEED | B05515 | Sangaipally | 280364 | 1KVA | Uniline | GP-UPS | 172.18.45.166
Package-A | MAHABUBNAGAR | MAHABUBNAGAR | HANWADA | B05226 | SHAIK PALLY | 205244 | 1KVA | Uniline | Cluster GP-UPS | 172.18.45.122
Package-A | MAHABUBNAGAR | MAHABUBNAGAR | HANWADA | B05226 | TANKARA | 205245 | 1KVA | FUJI | Cluster GP-UPS | 172.18.45.62
Package-A | MAHABUBNAGAR | MAHABUBNAGAR | HANWADA | B05226 | THIRUMALAGIRI | 205246 | 1KVA | Uniline | GP-UPS | 172.18.45.158
Package-A | MAHABUBNAGAR | MAHABUBNAGAR | HANWADA | B05226 | VENKTAMMA KUNTA TANDA | 280539 | 1KVA | FUJI | GP-UPS | 172.18.45.54
Package-A | MAHABUBNAGAR | MAHABUBNAGAR | HANWADA | B05226 | VEPUR | 205247 | 1KVA | Uniline | GP-UPS | 172.18.45.118
Package-A | MAHABUBNAGAR | MAHABUBNAGAR | HANWADA | B05226 | YARONIPALLY | 280522 | 1KVA | Uniline | GP-UPS | 172.18.45.138
Package-A | MAHABUBNAGAR | MAHABUBNAGAR | HANWADA | B05226 | YENAMEDI TANDA | 280517 | 1KVA | FUJI | GP-UPS | 172.18.45.46
Package-A | MAHABUBNAGAR | MAHABUBNAGAR | HANWADA | B05226 | YERRAGATTU TANDA | 280528 | 1KVA | Uniline | GP-UPS | 172.18.45.90
Package-A | MAHABUBNAGAR | MAHABUBNAGAR | HANWADA | B05226 | ATHYAKUNTA TANDA | 280511 | 1KVA | Uniline | Cluster GP-UPS | 172.18.45.114
Package-A | MAHABUBNAGAR | MAHABUBNAGAR | HANWADA | B05226 | GUDIMALAKAPUR | 205232 | 1KVA | FUJI | GP-UPS | 172.18.45.70
Package-A | MAHABUBNAGAR | MAHABUBNAGAR | HANWADA | B05226 | IBRAHIMBAD | 205235 | 1KVA | Uniline | GP-UPS | 172.18.45.170
Package-A | MAHABUBNAGAR | MAHABUBNAGAR | HANWADA | B05226 | MUNIMOKSHAM | 205240 | 1KVA | Uniline | Cluster GP-UPS | 172.18.45.154
Package-A | MAHABUBNAGAR | MAHABUBNAGAR | HANWADA | B05226 | SALLONIPALLY | 205243 | 1KVA | Uniline | GP-UPS | 172.18.45.130
Package-A | MAHABUBNAGAR | MAHABUBNAGAR | HANWADA | B05226 | YELLAMBAI TANDA | 280525 | 1KVA | Uniline | GP-UPS | 172.18.45.126
Package-A | MAHABUBNAGAR | MAHABUBNAGAR | JADCHERLA | B05228 | ALWANPALLY | 205271 | 1KVA | FUJI | GP-UPS | 172.18.46.154
Package-A | MAHABUBNAGAR | MAHABUBNAGAR | JADCHERLA | B05228 | Bandameedipally | 289485 | 1KVA | Uniline | GP-UPS | 172.18.46.214
Package-A | MAHABUBNAGAR | MAHABUBNAGAR | JADCHERLA | B05228 | BURUGUPALLY | 205273 | 1KVA | FUJI | Cluster GP-UPS | 172.18.46.178
Package-A | MAHABUBNAGAR | MAHABUBNAGAR | JADCHERLA | B05228 | CHERLPALLY | 205274 | 1KVA | FUJI | Cluster GP-UPS | 172.18.46.170
Package-A | MAHABUBNAGAR | MAHABUBNAGAR | JADCHERLA | B05228 | CHINNA ADIRALA | 205275 | 1KVA | Uniline | GP-UPS | 172.18.47.6
Package-A | MAHABUBNAGAR | MAHABUBNAGAR | JADCHERLA | B05228 | Chinnapally | 280499 | 1KVA | Uniline | GP-UPS | 172.18.46.230
Package-A | MAHABUBNAGAR | MAHABUBNAGAR | JADCHERLA | B05228 | Devunigutta Thanda | 280483 | 1KVA | FUJI | GP-UPS | 172.18.46.218
Package-A | MAHABUBNAGAR | MAHABUBNAGAR | MAHBUBNAGAR RURAL | B05243 | DIVITIPALLE | 205590 | 1KVA | FUJI | Cluster GP-UPS | 172.18.46.190
Package-A | MAHABUBNAGAR | MAHABUBNAGAR | JADCHERLA | B05228 | EARLAPALLY | 205276 | 1KVA | Uniline | GP-UPS | 172.18.47.54
Package-A | MAHABUBNAGAR | MAHABUBNAGAR | JADCHERLA | B05228 | Ekwaipally | 280471 | 1KVA | Uniline | Cluster GP-UPS | 172.18.47.14
Package-A | MAHABUBNAGAR | MAHABUBNAGAR | JADCHERLA | B05228 | GANGAPOOR | 205277 | 1KVA | Uniline | Cluster GP-UPS | 172.18.46.250
Package-A | MAHABUBNAGAR | MAHABUBNAGAR | JADCHERLA | B05228 | GOLLAPALLY | 205278 | 1KVA | Uniline | Cluster GP-UPS | 172.18.47.50
Package-A | MAHABUBNAGAR | MAHABUBNAGAR | JADCHERLA | B05228 | GOPULAPOOR | 205279 | 1KVA | Uniline | GP-UPS | 172.18.47.62
Package-A | MAHABUBNAGAR | MAHABUBNAGAR | JADCHERLA | B05228 | KISHTARAM | 205281 | 1KVA | Uniline | Cluster GP-UPS | 172.18.46.234
Package-A | MAHABUBNAGAR | MAHABUBNAGAR | JADCHERLA | B05228 | Kishtampally | 280465 | 1KVA | Uniline | GP-UPS | 172.18.46.174
Package-A | MAHABUBNAGAR | MAHABUBNAGAR | JADCHERLA | B05228 | KODGAL | 205282 | 1KVA | Uniline | Cluster GP-UPS | 172.18.47.38
Package-A | MAHABUBNAGAR | MAHABUBNAGAR | JADCHERLA | B05228 | Kolloni marla Thanda | 280479 | 1KVA | Uniline | GP-UPS | 172.18.47.10
Package-A | MAHABUBNAGAR | MAHABUBNAGAR | JADCHERLA | B05228 | KONDED | 205283 | 1KVA | Uniline | GP-UPS | 172.18.46.254
Package-A | MAHABUBNAGAR | MAHABUBNAGAR | JADCHERLA | B05228 | Kotha Thanda | 280469 | 1KVA | FUJI | GP-UPS | 172.18.46.202
Package-A | MAHABUBNAGAR | MAHABUBNAGAR | JADCHERLA | B05228 | Kurvapally | 280494 | 1KVA | Uniline | GP-UPS | 172.18.47.34
Package-A | MAHABUBNAGAR | MAHABUBNAGAR | JADCHERLA | B05228 | LINGAMPET | 205284 | 1KVA | Uniline | Cluster GP-UPS | 172.18.47.58
Package-A | MAHABUBNAGAR | MAHABUBNAGAR | JADCHERLA | B05228 | MACHARAM | 205285 | 1KVA | Uniline | GP-UPS | 172.18.46.246
Package-A | MAHABUBNAGAR | MAHABUBNAGAR | JADCHERLA | B05228 | MALLEBOINPALLY | 205286 | 1KVA | FUJI | GP-UPS | 172.18.46.198
Package-A | MAHABUBNAGAR | MAHABUBNAGAR | JADCHERLA | B05228 | Marrichettu Thanda | 280253 | 1KVA | Uniline | Cluster GP-UPS | 172.18.47.46
Package-A | MAHABUBNAGAR | MAHABUBNAGAR | JADCHERLA | B05228 | Matubanda Thanda | 280492 | 1KVA | FUJI | GP-UPS | 172.18.46.226
Package-A | MAHABUBNAGAR | MAHABUBNAGAR | JADCHERLA | B05228 | NARSURULLABAD | 205288 | 1KVA | FUJI | GP-UPS | 172.18.46.166
Package-A | MAHABUBNAGAR | MAHABUBNAGAR | JADCHERLA | B05228 | Nasrullabad Thanda | 280493 | 1KVA | FUJI | GP-UPS | 172.18.46.162
Package-A | MAHABUBNAGAR | MAHABUBNAGAR | JADCHERLA | B05228 | Nelabanda thanda | 280480 | 1KVA | Uniline | GP-UPS | 172.18.47.18
Package-A | MAHABUBNAGAR | MAHABUBNAGAR | JADCHERLA | B05228 | PEDDA ADIRYALA | 205290 | 1KVA | FUJI | Cluster GP-UPS | 172.18.47.22
Package-A | MAHABUBNAGAR | MAHABUBNAGAR | JADCHERLA | B05228 | PEDDAPALLY | 205291 | 1KVA | Uniline | Cluster GP-UPS | 172.18.46.222
Package-A | MAHABUBNAGAR | MAHABUBNAGAR | JADCHERLA | B05228 | Pedda Thanda | 280250 | 1KVA | FUJI | GP-UPS | 172.18.46.182
Package-A | MAHABUBNAGAR | MAHABUBNAGAR | JADCHERLA | B05228 | Pochamma Gadda Thanda | 280497 | 1KVA | Uniline | Cluster GP-UPS | 172.18.46.206
Package-A | MAHABUBNAGAR | MAHABUBNAGAR | JADCHERLA | B05228 | POLEPALLY | 205292 | 1KVA | Uniline | Cluster GP-UPS | 172.18.46.242
Package-A | MAHABUBNAGAR | MAHABUBNAGAR | JADCHERLA | B05228 | Ramaswamy Gutta Thanda | 280473 | 1KVA | Uniline | GP-UPS | 172.18.47.26
Package-A | MAHABUBNAGAR | MAHABUBNAGAR | JADCHERLA | B05228 | Shikarganipally | 280251 | 1KVA | Uniline | GP-UPS | 172.18.47.42
Package-A | MAHABUBNAGAR | MAHABUBNAGAR | JADCHERLA | B05228 | Tangellpally | 280249 | 1KVA | FUJI | Cluster GP-UPS | 172.18.46.158
Package-A | MAHABUBNAGAR | MAHABUBNAGAR | JADCHERLA | B05228 | Tupudagadda Thanda | 280477 | 1KVA | Uniline | GP-UPS | 172.18.47.2
Package-A | MAHABUBNAGAR | MAHABUBNAGAR | JADCHERLA | B05228 | ALOOR | 205270 | 1KVA | FUJI | Cluster GP-UPS | 172.18.46.186
Package-A | MAHABUBNAGAR | MAHABUBNAGAR | JADCHERLA | B05228 | Chitteboinpally | 280466 | 1KVA | FUJI | GP-UPS | 172.18.46.194
Package-A | MAHABUBNAGAR | MAHABUBNAGAR | JADCHERLA | B05228 | KHANAPUR | 205778 | 1KVA | Uniline | GP-UPS | 172.18.46.238
Package-A | MAHABUBNAGAR | MAHABUBNAGAR | JADCHERLA | B05228 | Laxminayak Thanda | 280463 | 1KVA | Uniline | GP-UPS | 172.18.47.30
Package-A | MAHABUBNAGAR | MAHABUBNAGAR | JADCHERLA | B05228 | NEKKONDA | 205289 | 1KVA | Uniline | GP-UPS | 172.18.47.66
Package-A | MAHABUBNAGAR | MAHABUBNAGAR | JADCHERLA | B05228 | Shankaraiahpally Thanda | 289486 | 1KVA | Uniline | GP-UPS | 172.18.46.210
Package-A | MAHABUBNAGAR | MAHABUBNAGAR | KOILKONDA | B05233 | ABHANGAPATNAM | 205370 | 1KVA | Uniline | GP-UPS | 172.18.48.158
Package-A | MAHABUBNAGAR | MAHABUBNAGAR | KOILKONDA | B05233 | ACHARYAPUR | 205371 | 1KVA | Uniline | Cluster GP-UPS | 172.18.48.238
Package-A | MAHABUBNAGAR | MAHABUBNAGAR | KOILKONDA | B05233 | Ananthapur | 281969 | 1KVA | Uniline | GP-UPS | 172.18.48.134
Package-A | MAHABUBNAGAR | MAHABUBNAGAR | KOILKONDA | B05233 | ANKILLA | 205372 | 1KVA | Uniline | Cluster GP-UPS | 172.18.48.190
Package-A | MAHABUBNAGAR | MAHABUBNAGAR | KOILKONDA | B05233 | Ayyavaripally | 280657 | 1KVA | Uniline | GP-UPS | 172.18.48.194
Package-A | MAHABUBNAGAR | MAHABUBNAGAR | KOILKONDA | B05233 | Bodonigutta Tanda | 280679 | 1KVA | Uniline | Cluster GP-UPS | 172.18.48.246
Package-A | MAHABUBNAGAR | MAHABUBNAGAR | KOILKONDA | B05233 | BURUGUPALLY | 205373 | 1KVA | Uniline | Cluster GP-UPS | 172.18.48.122
Package-A | MAHABUBNAGAR | MAHABUBNAGAR | KOILKONDA | B05233 | CHANDRASPALLE | 205375 | 1KVA | Uniline | GP-UPS | 172.18.48.138
Package-A | MAHABUBNAGAR | MAHABUBNAGAR | KOILKONDA | B05233 | Chinthal Thanda | 280664 | 1KVA | FUJI | GP-UPS | 172.18.48.90
Package-A | MAHABUBNAGAR | MAHABUBNAGAR | KOILKONDA | B05233 | DAMMAIPALLY | 205376 | 1KVA | FUJI | Cluster GP-UPS | 172.18.48.166
Package-A | MAHABUBNAGAR | MAHABUBNAGAR | KOILKONDA | B05233 | Gangya Naik Tanda | 280686 | 1KVA | Uniline | GP-UPS | 172.18.48.150
Package-A | MAHABUBNAGAR | MAHABUBNAGAR | KOILKONDA | B05233 | GARLAPAD | 205377 | 1KVA | Uniline | GP-UPS | 172.18.48.162
Package-A | MAHABUBNAGAR | MAHABUBNAGAR | KOILKONDA | B05233 | Hanmangadda tanda mangali tanda | 281966 | 1KVA | Uniline | GP-UPS | 172.18.48.186
Package-A | MAHABUBNAGAR | MAHABUBNAGAR | KOILKONDA | B05233 | IBRAHIMNAGAR | 205378 | 1KVA | Uniline | GP-UPS | 172.18.48.206
Package-A | MAHABUBNAGAR | MAHABUBNAGAR | KOILKONDA | B05233 | Kanaipally | 280689 | 1KVA | Uniline | GP-UPS | 172.18.48.154
Package-A | MAHABUBNAGAR | MAHABUBNAGAR | KOILKONDA | B05233 | Kanugubanda Tanda | 280652 | 1KVA | Uniline | Cluster GP-UPS | 172.18.48.210
Package-A | MAHABUBNAGAR | MAHABUBNAGAR | KOILKONDA | B05233 | KESHAVAPOOR | 205380 | 1KVA | Uniline | Cluster GP-UPS | 172.18.49.2
Package-A | MAHABUBNAGAR | MAHABUBNAGAR | KOILKONDA | B05233 | KHAZIPUR | 205381 | 1KVA | Uniline | GP-UPS | 172.18.48.130
Package-A | MAHABUBNAGAR | MAHABUBNAGAR | KOILKONDA | B05233 | KOILKONDA | 205382 | 1KVA | FUJI | Cluster GP-UPS | 172.18.48.202
Package-A | MAHABUBNAGAR | MAHABUBNAGAR | KOILKONDA | B05233 | KOTHLABAD | 205383 | 1KVA | Uniline | GP-UPS | 172.18.48.114
Package-A | MAHABUBNAGAR | MAHABUBNAGAR | KOILKONDA | B05233 | Lingalched | 280693 | 1KVA | Uniline | GP-UPS | 172.18.48.102
Package-A | MAHABUBNAGAR | MAHABUBNAGAR | KOILKONDA | B05233 | MALKAPUR | 205384 | 1KVA | Uniline | GP-UPS | 172.18.48.254
Package-A | MAHABUBNAGAR | MAHABUBNAGAR | KOILKONDA | B05233 | Mallapur | 280675 | 1KVA | Uniline | GP-UPS | 172.18.48.110
Package-A | MAHABUBNAGAR | MAHABUBNAGAR | KOILKONDA | B05233 | MODIPUR | 205386 | 1KVA | Uniline | Cluster GP-UPS | 172.18.48.94
Package-A | MAHABUBNAGAR | MAHABUBNAGAR | KOILKONDA | B05233 | Nakkalakunta Tanda | 280703 | 1KVA | Uniline | GP-UPS | 172.18.48.234
Package-A | MAHABUBNAGAR | MAHABUBNAGAR | KOILKONDA | B05233 | Nallavelly | 280660 | 1KVA | Uniline | GP-UPS | 172.18.48.126
Package-A | MAHABUBNAGAR | MAHABUBNAGAR | KOILKONDA | B05233 | Palugu Thanda | 281967 | 1KVA | Uniline | GP-UPS | 172.18.48.182
Package-A | MAHABUBNAGAR | MAHABUBNAGAR | KOILKONDA | B05233 | PERIKIVEEDU | 205388 | 1KVA | Uniline | GP-UPS | 172.18.49.10
Package-A | MAHABUBNAGAR | MAHABUBNAGAR | KOILKONDA | B05233 | Rajunaik Tanda | 280668 | 1KVA | Uniline | GP-UPS | 172.18.49.6
Package-A | MAHABUBNAGAR | MAHABUBNAGAR | HANWADA | B05226 | RAMANNAPALLY | 280527 | 1KVA | Uniline | Cluster GP-UPS | 172.18.48.118
Package-A | MAHABUBNAGAR | MAHABUBNAGAR | KOILKONDA | B05233 | RAMPUR | 205389 | 1KVA | Uniline | GP-UPS | 172.18.48.170
Package-A | MAHABUBNAGAR | MAHABUBNAGAR | KOILKONDA | B05233 | Ramannapally Tanda | 280707 | 1KVA | Uniline | Cluster GP-UPS | 172.18.48.230
Package-A | MAHABUBNAGAR | MAHABUBNAGAR | KOILKONDA | B05233 | Sanginonipalle | 258032 | 1KVA | Uniline | GP-UPS | 172.18.48.222
Package-A | MAHABUBNAGAR | MAHABUBNAGAR | KOILKONDA | B05233 | SERIVENKATAPUR | 205391 | 1KVA | FUJI | GP-UPS | 172.18.48.98
Package-A | MAHABUBNAGAR | MAHABUBNAGAR | KOILKONDA | B05233 | SURARAM | 205392 | 1KVA | Uniline | Cluster GP-UPS | 172.18.48.106
Package-A | MAHABUBNAGAR | MAHABUBNAGAR | KOILKONDA | B05233 | THIRUMULAMPALLE | 205393 | 1KVA | Uniline | Cluster GP-UPS | 172.18.48.142
Package-A | MAHABUBNAGAR | MAHABUBNAGAR | KOILKONDA | B05233 | Ubbadi Tanda | 280712 | 1KVA | Uniline | GP-UPS | 172.18.48.214
Package-A | MAHABUBNAGAR | MAHABUBNAGAR | KOILKONDA | B05233 | VEERAMPALLY | 205394 | 1KVA | Uniline | GP-UPS | 172.18.48.178
Package-A | MAHABUBNAGAR | MAHABUBNAGAR | DEVARAKADARA | B05217 | Veeranaikthanda | 280448 | 1KVA | FUJI | GP-UPS | 172.18.48.242
Package-A | MAHABUBNAGAR | MAHABUBNAGAR | KOILKONDA | B05233 | Vinjamoor | 205390 | 1KVA | Uniline | GP-UPS | 172.18.48.226
Package-A | MAHABUBNAGAR | MAHABUBNAGAR | KOILKONDA | B05233 | YELLAREDDI PALLE | 205396 | 1KVA | Uniline | Cluster GP-UPS | 172.18.48.218
Package-A | MAHABUBNAGAR | MAHABUBNAGAR | KOILKONDA | B05233 | CHANDAPUR | 205374 | 1KVA | Uniline | GP-UPS | 172.18.48.198
Package-A | MAHABUBNAGAR | MAHABUBNAGAR | KOILKONDA | B05233 | JAMALPUR | 205379 | 1KVA | FUJI | GP-UPS | 172.18.48.86
Package-A | MAHABUBNAGAR | MAHABUBNAGAR | KOILKONDA | B05233 | Lingupalle | 281968 | 1KVA | Uniline | Cluster GP-UPS | 172.18.48.146
Package-A | MAHABUBNAGAR | MAHABUBNAGAR | KOILKONDA | B05233 | PARPALLE | 205387 | 1KVA | Uniline | Cluster GP-UPS | 172.18.48.174
Package-A | MAHABUBNAGAR | MAHABUBNAGAR | KOILKONDA | B05233 | Somla nayak Tanda | 280683 | 1KVA | Uniline | GP-UPS | 172.18.48.250
Package-A | MAHABUBNAGAR | MAHABUBNAGAR | MAHBUBNAGAR RURAL | B05243 | ALLIPUR | 205581 | 1KVA | Uniline | Cluster GP-UPS | 172.18.52.30
Package-A | MAHABUBNAGAR | MAHABUBNAGAR | MAHBUBNAGAR RURAL | B05243 | APPAIPALLE | 205582 | 1KVA | Uniline | GP-UPS | 172.18.52.2
Package-A | MAHABUBNAGAR | MAHABUBNAGAR | MAHBUBNAGAR RURAL | B05243 | BOKKOLONIPALLE | 205585 | 1KVA | Uniline | GP-UPS | 172.18.51.226
Package-A | MAHABUBNAGAR | MAHABUBNAGAR | MAHBUBNAGAR RURAL | B05243 | CHOWDAR PALLE | 205587 | 1KVA | Uniline | GP-UPS | 172.18.51.222
Package-A | MAHABUBNAGAR | MAHABUBNAGAR | MAHBUBNAGAR RURAL | B05243 | DHARAMPUR | 205589 | 1KVA | Uniline | GP-UPS | 172.18.52.10
Package-A | MAHABUBNAGAR | MAHABUBNAGAR | MAHBUBNAGAR RURAL | B05243 | GAJULAPET | 204769 | 1KVA | Uniline | Cluster GP-UPS | 172.18.52.26
Package-A | MAHABUBNAGAR | MAHABUBNAGAR | MAHBUBNAGAR RURAL | B05243 | IPPALAPALLY | 204932 | 1KVA | Uniline | Cluster GP-UPS | 172.18.52.22
Package-A | MAHABUBNAGAR | MAHABUBNAGAR | MAHBUBNAGAR RURAL | B05243 | KODUR | 205594 | 1KVA | FUJI | Cluster GP-UPS | 172.18.52.6
Package-A | MAHABUBNAGAR | MAHABUBNAGAR | MAHBUBNAGAR RURAL | B05243 | KOTAKADIRA | 205595 | 1KVA | Uniline | Cluster GP-UPS | 172.18.51.246
Package-A | MAHABUBNAGAR | MAHABUBNAGAR | MAHBUBNAGAR RURAL | B05243 | MACHANPALLE | 205596 | 1KVA | Uniline | GP-UPS | 172.18.51.238
Package-A | MAHABUBNAGAR | MAHABUBNAGAR | MAHBUBNAGAR RURAL | B05243 | MACHANPALLE TANDA | 205597 | 1KVA | Uniline | GP-UPS | 172.18.52.38
Package-A | MAHABUBNAGAR | MAHABUBNAGAR | MAHBUBNAGAR RURAL | B05243 | MANIKONDA | 205385 | 1KVA | FUJI | Cluster GP-UPS | 172.18.51.230
Package-A | MAHABUBNAGAR | MAHABUBNAGAR | MAHBUBNAGAR RURAL | B05243 | OBLAIPALLE | 205598 | 1KVA | Uniline | GP-UPS | 172.18.51.250
Package-A | MAHABUBNAGAR | MAHABUBNAGAR | MAHBUBNAGAR RURAL | B05243 | OBLAIPALLY TANDA | 280376 | 1KVA | Uniline | GP-UPS | 172.18.51.254
Package-A | MAHABUBNAGAR | MAHABUBNAGAR | MAHBUBNAGAR RURAL | B05243 | POTHANPALLY | 205600 | 1KVA | Uniline | GP-UPS | 172.18.51.242
Package-A | MAHABUBNAGAR | MAHABUBNAGAR | MAHBUBNAGAR RURAL | B05243 | RAMCHANDRAPUR | 205601 | 1KVA | Uniline | GP-UPS | 172.18.51.234
Package-A | MAHABUBNAGAR | MAHABUBNAGAR | MAHBUBNAGAR RURAL | B05243 | REGADIGADDA TANDA | 280324 | 1KVA | Uniline | GP-UPS | 172.18.52.42
Package-A | MAHABUBNAGAR | MAHABUBNAGAR | MAHBUBNAGAR RURAL | B05243 | TELUGU GUDEM | 280378 | 1KVA | Uniline | GP-UPS | 172.18.52.18
Package-A | MAHABUBNAGAR | MAHABUBNAGAR | MAHBUBNAGAR RURAL | B05243 | VENKATAPUR | 205603 | 1KVA | Uniline | Cluster GP-UPS | 172.18.52.34
Package-A | MAHABUBNAGAR | MAHABUBNAGAR | MAHBUBNAGAR RURAL | B05243 | ZAMISTAPUR | 205606 | 1KVA | Uniline | GP-UPS | 172.18.52.14
Package-A | MAHABUBNAGAR | MAHABUBNAGAR | MAHBUBNAGAR RURAL | B05243 | JAINALLIPUR | 205593 | 1KVA | Uniline | Cluster GP-UPS | 172.18.51.218
Package-A | MAHABUBNAGAR | MAHABUBNAGAR | MAHBUBNAGAR RURAL | B05243 | LALYANAIK THANDA | 280382 | 1KVA | Uniline | GP-UPS | 172.18.51.210
Package-A | MAHABUBNAGAR | MAHABUBNAGAR | MAHBUBNAGAR RURAL | B05243 | TUVVAGADDA TANDA | 280380 | 1KVA | Uniline | GP-UPS | 172.18.51.214
Package-A | MAHABUBNAGAR | MAHABUBNAGAR | MIDJIL | B05247 | AYYAWARIPALLY | 205675 | 1KVA | Uniline | GP-UPS | 172.18.54.2
Package-A | MAHABUBNAGAR | MAHABUBNAGAR | MIDJIL | B05247 | BHAIRAMPALLE | 205676 | 1KVA | Uniline | GP-UPS | 172.18.53.194
Package-A | MAHABUBNAGAR | MAHABUBNAGAR | MIDJIL | B05247 | BOINPALLE | 205677 | 1KVA | Uniline | Cluster GP-UPS | 172.18.53.242
Package-A | MAHABUBNAGAR | MAHABUBNAGAR | MIDJIL | B05247 | CHILUVERU | 205679 | 1KVA | Uniline | Cluster GP-UPS | 172.18.54.6
Package-A | MAHABUBNAGAR | MAHABUBNAGAR | MIDJIL | B05247 | Choutakunta thanda | 280246 | 1KVA | FUJI | Cluster GP-UPS | 172.18.53.238
Package-A | MAHABUBNAGAR | MAHABUBNAGAR | MIDJIL | B05247 | DONUR | 205680 | 1KVA | FUJI | Cluster GP-UPS | 172.18.53.210
Package-A | MAHABUBNAGAR | MAHABUBNAGAR | MIDJIL | B05247 | Edulabaithanda | 280242 | 1KVA | FUJI | GP-UPS | 172.18.53.230
Package-A | MAHABUBNAGAR | MAHABUBNAGAR | MIDJIL | B05247 | KANCHANPALLE | 205685 | 1KVA | Uniline | GP-UPS | 172.18.53.198
Package-A | MAHABUBNAGAR | MAHABUBNAGAR | MIDJIL | B05247 | KOTHUR | 205687 | 1KVA | Uniline | GP-UPS | 172.18.53.250
Package-A | MAHABUBNAGAR | MAHABUBNAGAR | MIDJIL | B05247 | KOTHAPALLE | 205686 | 1KVA | FUJI | Cluster GP-UPS | 172.18.53.186
Package-A | MAHABUBNAGAR | MAHABUBNAGAR | JADCHERLA | B05228 | Kurvagaddapally | 280496 | 1KVA | Uniline | GP-UPS | 172.18.53.190
Package-A | MAHABUBNAGAR | MAHABUBNAGAR | MIDJIL | B05247 | Limbyathanda | 280240 | 1KVA | FUJI | GP-UPS | 172.18.53.182
Package-A | MAHABUBNAGAR | MAHABUBNAGAR | MIDJIL | B05247 | MALLPOOR | 205690 | 1KVA | Uniline | GP-UPS | 172.18.53.246
Package-A | MAHABUBNAGAR | MAHABUBNAGAR | MIDJIL | B05247 | Mangligaddathanda | 280245 | 1KVA | Uniline | GP-UPS | 172.18.53.234
Package-A | MAHABUBNAGAR | MAHABUBNAGAR | MIDJIL | B05247 | MASIGUNDLAPALLY | 205691 | 1KVA | FUJI | GP-UPS | 172.18.53.226
Package-A | MAHABUBNAGAR | MAHABUBNAGAR | MIDJIL | B05247 | MIDJIL | 205692 | 1KVA | FUJI | Cluster GP-UPS | 172.18.53.170
Package-A | MAHABUBNAGAR | MAHABUBNAGAR | MIDJIL | B05247 | MUNNANUR | 205693 | 1KVA | Uniline | GP-UPS | 172.18.53.174
Package-A | MAHABUBNAGAR | MAHABUBNAGAR | MIDJIL | B05247 | Peddagundlathanda | 280243 | 1KVA | FUJI | GP-UPS | 172.18.53.218
Package-A | MAHABUBNAGAR | MAHABUBNAGAR | MIDJIL | B05247 | Ranipet | 280237 | 1KVA | Uniline | GP-UPS | 172.18.54.10
Package-A | MAHABUBNAGAR | MAHABUBNAGAR | MIDJIL | B05247 | SINGAMDODDI | 205697 | 1KVA | Uniline | GP-UPS | 172.18.53.202
Package-A | MAHABUBNAGAR | MAHABUBNAGAR | MIDJIL | B05247 | VALABARAOPALLE | 205700 | 1KVA | Uniline | GP-UPS | 172.18.53.178
Package-A | MAHABUBNAGAR | MAHABUBNAGAR | MIDJIL | B05247 | VASPULA | 205701 | 1KVA | FUJI | GP-UPS | 172.18.53.206
Package-A | MAHABUBNAGAR | MAHABUBNAGAR | MIDJIL | B05247 | VELGOMULA | 205702 | 1KVA | Uniline | Cluster GP-UPS | 172.18.53.254
Package-A | MAHABUBNAGAR | MAHABUBNAGAR | MIDJIL | B05247 | VEMULA | 205703 | 1KVA | FUJI | Cluster GP-UPS | 172.18.53.222
Package-A | MAHABUBNAGAR | MAHABUBNAGAR | MIDJIL | B05247 | WADIYAL | 205704 | 1KVA | Uniline | GP-UPS | 172.18.53.214
Package-A | MAHABUBNAGAR | MAHABUBNAGAR | MOOSAPET | B07219 | Achaipally | 279373 | 1KVA | Uniline | GP-UPS | 172.18.54.54
Package-A | MAHABUBNAGAR | MAHABUBNAGAR | MOOSAPET | B07219 | CHAKRAPOOR | 204782 | 1KVA | FUJI | Cluster GP-UPS | 172.18.54.38
Package-A | MAHABUBNAGAR | MAHABUBNAGAR | MOOSAPET | B07219 | DASARIPALLY | 204768 | 1KVA | Uniline | GP-UPS | 172.18.54.26
Package-A | MAHABUBNAGAR | MAHABUBNAGAR | MOOSAPET | B07219 | JANAMPET | 204771 | 1KVA | Uniline | Cluster GP-UPS | 172.18.54.50
Package-A | MAHABUBNAGAR | MAHABUBNAGAR | MOOSAPET | B07219 | KOMMREDDYPALLY | 204774 | 1KVA | Uniline | Cluster GP-UPS | 172.18.54.18
Package-A | MAHABUBNAGAR | MAHABUBNAGAR | MOOSAPET | B07219 | MD.HUSSAINPALLY | 205178 | 1KVA | Uniline | GP-UPS | 172.18.54.70
Package-A | MAHABUBNAGAR | MAHABUBNAGAR | MOOSAPET | B07219 | Musapet | 279552 | 1KVA | FUJI | Cluster GP-UPS | 172.18.54.62
Package-A | MAHABUBNAGAR | MAHABUBNAGAR | MOOSAPET | B07219 | NANDIPET | 204775 | 1KVA | Uniline | GP-UPS | 172.18.54.22
Package-A | MAHABUBNAGAR | MAHABUBNAGAR | MOOSAPET | B07219 | NIJALAPUR | 204776 | 1KVA | Uniline | GP-UPS | 172.18.54.66
Package-A | MAHABUBNAGAR | MAHABUBNAGAR | MOOSAPET | B07219 | POLKAMPALLY | 204777 | 1KVA | Uniline | GP-UPS | 172.18.54.42
Package-A | MAHABUBNAGAR | MAHABUBNAGAR | MOOSAPET | B07219 | SANKALAMADDI | 204780 | 1KVA | Uniline | GP-UPS | 172.18.54.14
Package-A | MAHABUBNAGAR | MAHABUBNAGAR | MOOSAPET | B07219 | Soorthi Thanda | 279362 | 1KVA | Uniline | GP-UPS | 172.18.54.34
Package-A | MAHABUBNAGAR | MAHABUBNAGAR | MOOSAPET | B07219 | THIMMAPOOR | 204784 | 1KVA | Uniline | GP-UPS | 172.18.54.46
Package-A | MAHABUBNAGAR | MAHABUBNAGAR | MOOSAPET | B07219 | THUNKINIPUR | 204785 | 1KVA | Uniline | GP-UPS | 172.18.54.58
Package-A | MAHABUBNAGAR | MAHABUBNAGAR | MOOSAPET | B07219 | VEMULA | 204786 | 1KVA | Uniline | GP-UPS | 172.18.54.30
Package-A | MAHABUBNAGAR | MAHABUBNAGAR | NAWABPET | B05251 | AMMAPUR | 205767 | 1KVA | Uniline | GP-UPS | 172.18.55.126
Package-A | MAHABUBNAGAR | MAHABUBNAGAR | NAWABPET | B05251 | Battonipalli thanda | 279214 | 1KVA | Uniline | GP-UPS | 172.18.55.106
Package-A | MAHABUBNAGAR | MAHABUBNAGAR | MAHBUBNAGAR RURAL | B05243 | Bhavani Tanda | 280321 | 1KVA | Uniline | GP-UPS | 172.18.56.6
Package-A | MAHABUBNAGAR | MAHABUBNAGAR | NAWABPET | B05251 | Bongaram Palli - Agraharam | 277783 | 1KVA | Uniline | GP-UPS | 172.18.56.26
Package-A | MAHABUBNAGAR | MAHABUBNAGAR | NAWABPET | B05251 | CHAKALIPALLE | 210147 | 1KVA | Uniline | GP-UPS | 172.18.55.246
Package-A | MAHABUBNAGAR | MAHABUBNAGAR | NAWABPET | B05251 | Chenreddy palli | 279203 | 1KVA | Uniline | GP-UPS | 172.18.55.186
Package-A | MAHABUBNAGAR | MAHABUBNAGAR | NAWABPET | B05251 | Chinnamekya Naik Thanda | 277792 | 1KVA | Uniline | GP-UPS | 172.18.55.250
Package-A | MAHABUBNAGAR | MAHABUBNAGAR | NAWABPET | B05251 | CHOWDOOR | 205768 | 1KVA | Uniline | GP-UPS | 172.18.55.138
Package-A | MAHABUBNAGAR | MAHABUBNAGAR | NAWABPET | B05251 | Darpalli | 279198 | 1KVA | Uniline | GP-UPS | 172.18.55.130
Package-A | MAHABUBNAGAR | MAHABUBNAGAR | NAWABPET | B05251 | Dayapanthulapalli | 279223 | 1KVA | Uniline | GP-UPS | 172.18.55.234
Package-A | MAHABUBNAGAR | MAHABUBNAGAR | NAWABPET | B05251 | DEEPALLE | 205769 | 1KVA | Uniline | GP-UPS | 172.18.55.114
Package-A | MAHABUBNAGAR | MAHABUBNAGAR | NAWABPET | B05251 | Doddipalli | 279216 | 1KVA | Uniline | GP-UPS | 172.18.55.202
Package-A | MAHABUBNAGAR | MAHABUBNAGAR | MAHBUBNAGAR RURAL | B05243 | FATHEPUR | 205592 | 1KVA | Uniline | Cluster GP-UPS | 172.18.56.2
Package-A | MAHABUBNAGAR | MAHABUBNAGAR | NAWABPET | B05251 | GURKUNTA | 205770 | 1KVA | Uniline | Cluster GP-UPS | 172.18.55.134
Package-A | MAHABUBNAGAR | MAHABUBNAGAR | NAWABPET | B05251 | HAJILAPUR | 205771 | 1KVA | Uniline | GP-UPS | 172.18.55.238
Package-A | MAHABUBNAGAR | MAHABUBNAGAR | NAWABPET | B05251 | Hanmasanpalli | 279206 | 1KVA | Uniline | GP-UPS | 172.18.55.210
Package-A | MAHABUBNAGAR | MAHABUBNAGAR | NAWABPET | B05251 | IPPATUR | 205772 | 1KVA | Uniline | GP-UPS | 172.18.55.194
Package-A | MAHABUBNAGAR | MAHABUBNAGAR | NAWABPET | B05251 | Jangamaiah palli | 279152 | 1KVA | Uniline | GP-UPS | 172.18.55.122
Package-A | MAHABUBNAGAR | MAHABUBNAGAR | NAWABPET | B05251 | KAKARJALA | 205773 | 1KVA | Uniline | GP-UPS | 172.18.55.146
Package-A | MAHABUBNAGAR | MAHABUBNAGAR | NAWABPET | B05251 | KAKARLAPAHAD | 205774 | 1KVA | Uniline | Cluster GP-UPS | 172.18.55.226
Package-A | MAHABUBNAGAR | MAHABUBNAGAR | NAWABPET | B05251 | Kakarjala thanda | 279350 | 1KVA | Uniline | GP-UPS | 172.18.55.150
Package-A | MAHABUBNAGAR | MAHABUBNAGAR | NAWABPET | B05251 | KAMARAM | 205775 | 1KVA | Uniline | Cluster GP-UPS | 172.18.55.94
Package-A | MAHABUBNAGAR | MAHABUBNAGAR | NAWABPET | B05251 | KANMANKALVA | 210153 | 1KVA | Uniline | GP-UPS | 172.18.56.54
Package-A | MAHABUBNAGAR | MAHABUBNAGAR | NAWABPET | B05251 | KARKONDA | 205776 | 1KVA | Uniline | GP-UPS | 172.18.55.214
Package-A | MAHABUBNAGAR | MAHABUBNAGAR | NAWABPET | B05251 | KAROOR | 205777 | 1KVA | Uniline | Cluster GP-UPS | 172.18.55.198
Package-A | MAHABUBNAGAR | MAHABUBNAGAR | NAWABPET | B05251 | Keshavarao Palli | 279210 | 1KVA | Uniline | GP-UPS | 172.18.55.102
Package-A | MAHABUBNAGAR | MAHABUBNAGAR | NAWABPET | B05251 | Kishanguda | 279219 | 1KVA | Uniline | Cluster GP-UPS | 172.18.55.154
Package-A | MAHABUBNAGAR | MAHABUBNAGAR | NAWABPET | B05251 | Kistampalli | 277784 | 1KVA | Uniline | GP-UPS | 172.18.56.30
Package-A | MAHABUBNAGAR | MAHABUBNAGAR | NAWABPET | B05251 | Kollagutta thanda | 279201 | 1KVA | Uniline | GP-UPS | 172.18.55.166
Package-A | MAHABUBNAGAR | MAHABUBNAGAR | NAWABPET | B05251 | KOLLOOR | 205779 | 1KVA | Uniline | Cluster GP-UPS | 172.18.55.110
Package-A | MAHABUBNAGAR | MAHABUBNAGAR | NAWABPET | B05251 | KONDAPUR | 205780 | 1KVA | Uniline | GP-UPS | 172.18.55.230
Package-A | MAHABUBNAGAR | MAHABUBNAGAR | NAWABPET | B05251 | KOTHAPALLY | 210154 | 1KVA | FUJI | Cluster GP-UPS | 172.18.56.50
Package-A | MAHABUBNAGAR | MAHABUBNAGAR | NAWABPET | B05251 | Kothapalli Thanda | 277788 | 1KVA | Uniline | GP-UPS | 172.18.56.42
Package-A | MAHABUBNAGAR | MAHABUBNAGAR | NAWABPET | B05251 | KUCHOOR | 205781 | 1KVA | Uniline | Cluster GP-UPS | 172.18.55.206
Package-A | MAHABUBNAGAR | MAHABUBNAGAR | NAWABPET | B05251 | LINGAMPALLE | 205782 | 1KVA | Uniline | Cluster GP-UPS | 172.18.55.170
Package-A | MAHABUBNAGAR | MAHABUBNAGAR | NAWABPET | B05251 | Lingannapalli | 277791 | 1KVA | Uniline | GP-UPS | 172.18.56.46
Package-A | MAHABUBNAGAR | MAHABUBNAGAR | NAWABPET | B05251 | LOKIREV | 205783 | 1KVA | Uniline | GP-UPS | 172.18.55.174
Package-A | MAHABUBNAGAR | MAHABUBNAGAR | NAWABPET | B05251 | MALKAPUR | 210158 | 1KVA | Uniline | Cluster GP-UPS | 172.18.56.22
Package-A | MAHABUBNAGAR | MAHABUBNAGAR | NAWABPET | B05251 | Malreddy palli | 279347 | 1KVA | Uniline | GP-UPS | 172.18.55.190
Package-A | MAHABUBNAGAR | MAHABUBNAGAR | NAWABPET | B05251 | MARIKAL | 210161 | 1KVA | Uniline | Cluster GP-UPS | 172.18.56.34
Package-A | MAHABUBNAGAR | MAHABUBNAGAR | NAWABPET | B05251 | Mettugadda thanda | 279157 | 1KVA | Uniline | GP-UPS | 172.18.55.142
Package-A | MAHABUBNAGAR | MAHABUBNAGAR | NAWABPET | B05251 | NAWABPET | 205784 | 1KVA | Uniline | Cluster GP-UPS | 172.18.55.178
Package-A | MAHABUBNAGAR | MAHABUBNAGAR | NAWABPET | B05251 | Nersab Thanda | 277790 | 1KVA | Uniline | GP-UPS | 172.18.55.254
Package-A | MAHABUBNAGAR | MAHABUBNAGAR | NAWABPET | B05251 | Pallegadda | 279199 | 1KVA | Uniline | GP-UPS | 172.18.55.90
Package-A | MAHABUBNAGAR | MAHABUBNAGAR | NAWABPET | B05251 | POMAL | 205785 | 1KVA | Uniline | Cluster GP-UPS | 172.18.55.98
Package-A | MAHABUBNAGAR | MAHABUBNAGAR | NAWABPET | B05251 | Pursampalli | 277786 | 1KVA | Uniline | GP-UPS | 172.18.56.38
Package-A | MAHABUBNAGAR | MAHABUBNAGAR | NAWABPET | B05251 | Puttonipalli thanda | 279328 | 1KVA | Uniline | GP-UPS | 172.18.56.18
Package-A | MAHABUBNAGAR | MAHABUBNAGAR | NAWABPET | B05251 | Ramsingh thanda | 279202 | 1KVA | Uniline | Cluster GP-UPS | 172.18.55.242
Package-A | MAHABUBNAGAR | MAHABUBNAGAR | NAWABPET | B05251 | REKULACHOWDAPUR | 205786 | 1KVA | Uniline | GP-UPS | 172.18.55.158
Package-A | MAHABUBNAGAR | MAHABUBNAGAR | NAWABPET | B05251 | RUDRARAM | 205787 | 1KVA | Uniline | GP-UPS | 172.18.56.10
Package-A | MAHABUBNAGAR | MAHABUBNAGAR | NAWABPET | B05251 | SIDDOTAM | 205788 | 1KVA | Uniline | Cluster GP-UPS | 172.18.55.218
Package-A | MAHABUBNAGAR | MAHABUBNAGAR | NAWABPET | B05251 | TEEGALA PALLE | 205789 | 1KVA | Uniline | GP-UPS | 172.18.55.222
Package-A | MAHABUBNAGAR | MAHABUBNAGAR | NAWABPET | B05251 | Thimmaiahpalli | 279327 | 1KVA | Uniline | GP-UPS | 172.18.56.14
Package-A | MAHABUBNAGAR | MAHABUBNAGAR | NAWABPET | B05251 | Uranchu thanda | 279352 | 1KVA | Uniline | GP-UPS | 172.18.55.162
Package-A | MAHABUBNAGAR | MAHABUBNAGAR | NAWABPET | B05251 | Venkateshwara thanda | 279208 | 1KVA | Uniline | GP-UPS | 172.18.55.118
Package-A | MAHABUBNAGAR | MAHABUBNAGAR | NAWABPET | B05251 | YENMANAGANDLA | 205790 | 1KVA | Uniline | Cluster GP-UPS | 172.18.55.182
Package-A | MAHABUBNAGAR | MAHABUBNAGAR | RAJAPUR | B07276 | AGRAHARAM POTLAPALLY | 204882 | 1KVA | Uniline | GP-UPS | 172.18.58.98
Package-A | MAHABUBNAGAR | MAHABUBNAGAR | RAJAPUR | B07276 | BIBINAGAR TANDA | 280220 | 1KVA | Uniline | GP-UPS | 172.18.58.82
Package-A | MAHABUBNAGAR | MAHABUBNAGAR | RAJAPUR | B07276 | CHENNAVALLY | 204885 | 1KVA | Uniline | GP-UPS | 172.18.58.22
Package-A | MAHABUBNAGAR | MAHABUBNAGAR | RAJAPUR | B07276 | Chokampet | 280227 | 1KVA | Uniline | Cluster GP-UPS | 172.18.58.42
Package-A | MAHABUBNAGAR | MAHABUBNAGAR | RAJAPUR | B07276 | DONDLAPALLE | 204887 | 1KVA | Uniline | GP-UPS | 172.18.58.34
Package-A | MAHABUBNAGAR | MAHABUBNAGAR | RAJAPUR | B07276 | EDIGANIPALLY | 204888 | 1KVA | Uniline | GP-UPS | 172.18.58.78
Package-A | MAHABUBNAGAR | MAHABUBNAGAR | RAJAPUR | B07276 | GUNDLAPOTLAPALLY | 204891 | 1KVA | Uniline | Cluster GP-UPS | 172.18.58.102
Package-A | MAHABUBNAGAR | MAHABUBNAGAR | RAJAPUR | B07276 | KALLEPALLY | 204893 | 1KVA | Uniline | GP-UPS | 172.18.58.90
Package-A | MAHABUBNAGAR | MAHABUBNAGAR | RAJAPUR | B07276 | KHANAPOOR | 204895 | 1KVA | Uniline | Cluster GP-UPS | 172.18.58.26
Package-A | MAHABUBNAGAR | MAHABUBNAGAR | RAJAPUR | B07276 | Korra Thanda | 280230 | 1KVA | Uniline | GP-UPS | 172.18.58.50
Package-A | MAHABUBNAGAR | MAHABUBNAGAR | RAJAPUR | B07276 | KUCHERKAL | 204896 | 1KVA | Uniline | GP-UPS | 172.18.58.18
Package-A | MAHABUBNAGAR | MAHABUBNAGAR | RAJAPUR | B07276 | KUTNEPALLE | 280226 | 1KVA | Uniline | GP-UPS | 172.18.58.38
Package-A | MAHABUBNAGAR | MAHABUBNAGAR | RAJAPUR | B07276 | MALLEPALLY | 204897 | 1KVA | Uniline | Cluster GP-UPS | 172.18.58.74
Package-A | MAHABUBNAGAR | MAHABUBNAGAR | RAJAPUR | B07276 | MOTHKULAKUNTA TANDA | 280224 | 1KVA | Uniline | GP-UPS | 172.18.58.106
Package-A | MAHABUBNAGAR | MAHABUBNAGAR | RAJAPUR | B07276 | MUDIREDDYPALLI | 204900 | 1KVA | FUJI | GP-UPS | 172.18.58.66
Package-A | MAHABUBNAGAR | MAHABUBNAGAR | RAJAPUR | B07276 | NAINCHERU TANDA | 280218 | 1KVA | Uniline | Cluster GP-UPS | 172.18.58.86
Package-A | MAHABUBNAGAR | MAHABUBNAGAR | RAJAPUR | B07276 | NARSING TANDA | 280222 | 1KVA | FUJI | GP-UPS | 172.18.58.114
Package-A | MAHABUBNAGAR | MAHABUBNAGAR | RAJAPUR | B07276 | PALGUGUTTA TANDA | 280231 | 1KVA | Uniline | GP-UPS | 172.18.58.94
Package-A | MAHABUBNAGAR | MAHABUBNAGAR | RAJAPUR | B07276 | RAGHAVAPUR | 280229 | 1KVA | Uniline | GP-UPS | 172.18.58.46
Package-A | MAHABUBNAGAR | MAHABUBNAGAR | RAJAPUR | B07276 | RAIPALLY | 204905 | 1KVA | FUJI | GP-UPS | 172.18.58.70
Package-A | MAHABUBNAGAR | MAHABUBNAGAR | RAJAPUR | B07276 | RAJAPOOR | 204906 | 1KVA | FUJI | Cluster GP-UPS | 172.18.58.110
Package-A | MAHABUBNAGAR | MAHABUBNAGAR | RAJAPUR | B07276 | RANGAREDDIGUDA | 204907 | 1KVA | Uniline | GP-UPS | 172.18.58.62
Package-A | MAHABUBNAGAR | MAHABUBNAGAR | RAJAPUR | B07276 | SINGAMMAGUDA TANDA | 280217 | 1KVA | Uniline | Cluster GP-UPS | 172.18.58.58
Package-A | MAHABUBNAGAR | MAHABUBNAGAR | RAJAPUR | B07276 | THIRUMALAPUR | 204910 | 1KVA | FUJI | GP-UPS | 172.18.58.30
Package-A | MAHABUBNAGAR | MAHABUBNAGAR | BALANAGAR | B05210 | Vail kunta Tanda | 280126 | 1KVA | Uniline | GP-UPS | 172.18.58.54
Package-A | MAHABUBNAGAR | NARAYANPET | DAMARAGIDDA | B05216 | ANNASAGAR | 205007 | 1KVA | Uniline | Cluster GP-UPS | 172.18.42.26
Package-A | MAHABUBNAGAR | NARAYANPET | DAMARAGIDDA | B05216 | ASHANPALLI | 205008 | 1KVA | Uniline | Cluster GP-UPS | 172.18.42.2
Package-A | MAHABUBNAGAR | NARAYANPET | DAMARAGIDDA | B05216 | ayyavaripali | 280509 | 1KVA | Uniline | GP-UPS | 172.18.42.106
Package-A | MAHABUBNAGAR | NARAYANPET | DAMARAGIDDA | B05216 | DAMARAGIDDA | 205011 | 1KVA | FUJI | Cluster GP-UPS | 172.18.42.46
Package-A | MAHABUBNAGAR | NARAYANPET | DAMARAGIDDA | B05216 | damaragidda tanda | 280501 | 1KVA | FUJI | Cluster GP-UPS | 172.18.42.110
Package-A | MAHABUBNAGAR | NARAYANPET | DAMARAGIDDA | B05216 | GADAPPA | 205013 | 1KVA | FUJI | GP-UPS | 172.18.42.14
Package-A | MAHABUBNAGAR | NARAYANPET | DAMARAGIDDA | B05216 | GADIMUNKANPALLE | 205014 | 1KVA | FUJI | Cluster GP-UPS | 172.18.42.62
Package-A | MAHABUBNAGAR | NARAYANPET | DAMARAGIDDA | B05216 | KAMSANIPALLE | 205015 | 1KVA | Uniline | Cluster GP-UPS | 172.18.42.94
Package-A | MAHABUBNAGAR | NARAYANPET | DAMARAGIDDA | B05216 | KANKURTHY | 205017 | 1KVA | FUJI | GP-UPS | 172.18.42.66
Package-A | MAHABUBNAGAR | NARAYANPET | DAMARAGIDDA | B05216 | KYATANPALLE | 205018 | 1KVA | Uniline | GP-UPS | 172.18.41.254
Package-A | MAHABUBNAGAR | NARAYANPET | DAMARAGIDDA | B05216 | LOKURTHY | 205019 | 1KVA | FUJI | GP-UPS | 172.18.42.74
Package-A | MAHABUBNAGAR | NARAYANPET | DAMARAGIDDA | B05216 | MADDELBEED | 205020 | 1KVA | FUJI | GP-UPS | 172.18.42.38
Package-A | MAHABUBNAGAR | NARAYANPET | DAMARAGIDDA | B05216 | MALREDDIPALLE | 205021 | 1KVA | FUJI | Cluster GP-UPS | 172.18.42.70
Package-A | MAHABUBNAGAR | NARAYANPET | DAMARAGIDDA | B05216 | NARSAPUR | 205023 | 1KVA | FUJI | GP-UPS | 172.18.42.30
Package-A | MAHABUBNAGAR | NARAYANPET | DAMARAGIDDA | B05216 | PIDAMPALLY | 205024 | 1KVA | Uniline | Cluster GP-UPS | 172.18.42.34
Package-A | MAHABUBNAGAR | NARAYANPET | DAMARAGIDDA | B05216 | suddabandatanda | 280487 | 1KVA | FUJI | GP-UPS | 172.18.42.6
Package-A | MAHABUBNAGAR | NARAYANPET | DAMARAGIDDA | B05216 | UDMALGIDDA | 205026 | 1KVA | FUJI | GP-UPS | 172.18.42.58
Package-A | MAHABUBNAGAR | NARAYANPET | DAMARAGIDDA | B05216 | ULLIGUNDAM | 205027 | 1KVA | FUJI | GP-UPS | 172.18.42.22
Package-A | MAHABUBNAGAR | NARAYANPET | DAMARAGIDDA | B05216 | wathugundaltanda | 280505 | 1KVA | Uniline | GP-UPS | 172.18.42.90
Package-A | MAHABUBNAGAR | NARAYANPET | DAMARAGIDDA | B05216 | yelsanpalli | 280481 | 1KVA | FUJI | GP-UPS | 172.18.42.78
Package-A | MAHABUBNAGAR | NARAYANPET | DAMARAGIDDA | B05216 | BAPANPALLE | 205009 | 1KVA | Uniline | Cluster GP-UPS | 172.18.41.250
Package-A | MAHABUBNAGAR | NARAYANPET | DAMARAGIDDA | B05216 | cahakalonipalli | 280472 | 1KVA | FUJI | GP-UPS | 172.18.42.82
Package-A | MAHABUBNAGAR | NARAYANPET | DAMARAGIDDA | B05216 | DESAIPALLE | 205012 | 1KVA | Uniline | GP-UPS | 172.18.42.102
Package-A | MAHABUBNAGAR | NARAYANPET | DAMARAGIDDA | B05216 | KANDANPALLE | 205016 | 1KVA | FUJI | GP-UPS | 172.18.42.54
Package-A | MAHABUBNAGAR | NARAYANPET | DAMARAGIDDA | B05216 | Lingareddypalli | 280467 | 1KVA | FUJI | GP-UPS | 172.18.42.50
Package-A | MAHABUBNAGAR | NARAYANPET | DAMARAGIDDA | B05216 | MOGALA MADAKA | 205022 | 1KVA | Uniline | Cluster GP-UPS | 172.18.42.10
Package-A | MAHABUBNAGAR | NARAYANPET | DAMARAGIDDA | B05216 | mustapet | 280498 | 1KVA | FUJI | Cluster GP-UPS | 172.18.42.98
Package-A | MAHABUBNAGAR | NARAYANPET | DAMARAGIDDA | B05216 | SAJNAPUR | 205025 | 1KVA | FUJI | GP-UPS | 172.18.42.42
Package-A | MAHABUBNAGAR | NARAYANPET | DAMARAGIDDA | B05216 | VATHUGUNDLA | 205028 | 1KVA | Uniline | Cluster GP-UPS | 172.18.42.86
Package-A | MAHABUBNAGAR | NARAYANPET | DAMARAGIDDA | B05216 | VITTALAPOOR | 205029 | 1KVA | Uniline | Cluster GP-UPS | 172.18.42.18
Package-A | MAHABUBNAGAR | NARAYANPET | DHANWADA | B05218 | Cheekarlagadda Tanda | 280512 | 1KVA | FUJI | GP-UPS | 172.18.43.58
Package-A | MAHABUBNAGAR | NARAYANPET | DHANWADA | B05218 | CHERLAPALLY | 205054 | 1KVA | FUJI | GP-UPS | 172.18.43.62
Package-A | MAHABUBNAGAR | NARAYANPET | DHANWADA | B05218 | DUDUGU THANDA | 280534 | 1KVA | FUJI | Cluster GP-UPS | 172.18.43.50
Package-A | MAHABUBNAGAR | NARAYANPET | DHANWADA | B05218 | GUNMUKLA | 205057 | 1KVA | Uniline | Cluster GP-UPS | 172.18.42.254
Package-A | MAHABUBNAGAR | NARAYANPET | DHANWADA | B05218 | HANMANPALLE | 205058 | 1KVA | FUJI | Cluster GP-UPS | 172.18.43.34
Package-A | MAHABUBNAGAR | NARAYANPET | DHANWADA | B05218 | KONDAPUR | 205061 | 1KVA | FUJI | GP-UPS | 172.18.43.46
Package-A | MAHABUBNAGAR | NARAYANPET | DHANWADA | B05218 | MADIGELAMULA TANDA | 280519 | 1KVA | Uniline | Cluster GP-UPS | 172.18.43.26
Package-A | MAHABUBNAGAR | NARAYANPET | DHANWADA | B05218 | MANTHRONIPALLI | 280531 | 1KVA | Uniline | GP-UPS | 172.18.42.250
Package-A | MAHABUBNAGAR | NARAYANPET | DHANWADA | B05218 | PAHTA TANDA | 280521 | 1KVA | Uniline | GP-UPS | 172.18.43.22
Package-A | MAHABUBNAGAR | NARAYANPET | MARIKAL | B07277 | PASPULA | 205065 | 1KVA | Uniline | GP-UPS | 172.18.43.14
Package-A | MAHABUBNAGAR | NARAYANPET | DHANWADA | B05218 | THOLLAGUTTA TANDA | 280515 | 1KVA | FUJI | GP-UPS | 172.18.43.54
Package-A | MAHABUBNAGAR | NARAYANPET | MARIKAL | B07277 | YELIGANDLA | 205071 | 1KVA | Uniline | GP-UPS | 172.18.43.6
Package-A | MAHABUBNAGAR | NARAYANPET | UTKOOR | B05261 | KOTHAPALLE | 280430 | 1KVA | Uniline | GP-UPS | 172.18.61.42
Package-A | MAHABUBNAGAR | NARAYANPET | DHANWADA | B05218 | BUDDAMARRI TANDA | 280514 | 1KVA | FUJI | GP-UPS | 172.18.43.38
Package-A | MAHABUBNAGAR | NARAYANPET | DHANWADA | B05218 | DHANWADA | 205055 | 1KVA | FUJI | Cluster GP-UPS | 172.18.42.242
Package-A | MAHABUBNAGAR | NARAYANPET | DHANWADA | B05218 | KAMSANPALLE | 205059 | 1KVA | Uniline | GP-UPS | 172.18.43.10
Package-A | MAHABUBNAGAR | NARAYANPET | DHANWADA | B05218 | KISTAPUR | 205060 | 1KVA | FUJI | Cluster GP-UPS | 172.18.43.30
Package-A | MAHABUBNAGAR | NARAYANPET | DHANWADA | B05218 | MANDIPALLE | 205063 | 1KVA | Uniline | Cluster GP-UPS | 172.18.43.18
Package-A | MAHABUBNAGAR | NARAYANPET | DHANWADA | B05218 | PATHAPALLE | 205975 | 1KVA | FUJI | GP-UPS | 172.18.42.246
Package-A | MAHABUBNAGAR | NARAYANPET | DHANWADA | B05218 | RAMAKISTAIAHPALLE | 205069 | 1KVA | FUJI | GP-UPS | 172.18.43.42
Package-A | MAHABUBNAGAR | NARAYANPET | DHANWADA | B05218 | YEMNONIPALLI | 280533 | 1KVA | Uniline | GP-UPS | 172.18.43.2
Package-A | MAHABUBNAGAR | NARAYANPET | KOSGI | B05236 | AMLIKUNTA | 205440 | 1KVA | Uniline | Cluster GP-UPS | 172.18.49.150
Package-A | MAHABUBNAGAR | NARAYANPET | KOSGI | B05236 | APPAYAPALLY | 280553 | 1KVA | Uniline | GP-UPS | 172.18.49.166
Package-A | MAHABUBNAGAR | NARAYANPET | KOSGI | B05236 | BALABHADRAIPALLE | 205441 | 1KVA | Uniline | Cluster GP-UPS | 172.18.49.82
Package-A | MAHABUBNAGAR | NARAYANPET | KOSGI | B05236 | BALWANPALLY | 205442 | 1KVA | Uniline | Cluster GP-UPS | 172.18.49.102
Package-A | MAHABUBNAGAR | NARAYANPET | KOSGI | B05236 | BHAKTHIMALLA | 205443 | 1KVA | Uniline | GP-UPS | 172.18.49.86
Package-A | MAHABUBNAGAR | NARAYANPET | KOSGI | B05236 | BHOGARAM | 205444 | 1KVA | Uniline | Cluster GP-UPS | 172.18.49.90
Package-A | MAHABUBNAGAR | NARAYANPET | KOSGI | B05236 | BIJJARAM | 205445 | 1KVA | Uniline | GP-UPS | 172.18.49.70
Package-A | MAHABUBNAGAR | NARAYANPET | KOSGI | B05236 | CHANDRAVANCHA | 205446 | 1KVA | Uniline | GP-UPS | 172.18.49.122
Package-A | MAHABUBNAGAR | NARAYANPET | KOSGI | B05236 | CHENNARAM | 205447 | 1KVA | Uniline | Cluster GP-UPS | 172.18.49.66
Package-A | MAHABUBNAGAR | NARAYANPET | KOSGI | B05236 | GUNDMAL | 205448 | 1KVA | FUJI | Cluster GP-UPS | 172.18.49.162
Package-A | MAHABUBNAGAR | NARAYANPET | KOSGI | B05236 | HAKIMPETA | 204973 | 1KVA | Uniline | GP-UPS | 172.18.49.142
Package-A | MAHABUBNAGAR | NARAYANPET | KOSGI | B05236 | HANMANPALLY | 205449 | 1KVA | Uniline | GP-UPS | 172.18.49.78
Package-A | MAHABUBNAGAR | NARAYANPET | KOSGI | B05236 | KADAMPALLE | 205450 | 1KVA | Uniline | GP-UPS | 172.18.49.94
Package-A | MAHABUBNAGAR | NARAYANPET | KOSGI | B05236 | Kothapally | 205452 | 1KVA | Uniline | GP-UPS | 172.18.49.118
Package-A | MAHABUBNAGAR | NARAYANPET | KOSGI | B05236 | KUMMARIKUNTA THANDA | 280561 | 1KVA | Uniline | GP-UPS | 172.18.49.158
Package-A | MAHABUBNAGAR | NARAYANPET | KOSGI | B05236 | MIRZAPUR | 205455 | 1KVA | Uniline | GP-UPS | 172.18.49.74
Package-A | MAHABUBNAGAR | NARAYANPET | KOSGI | B05236 | MUDIREDDIPALLE | 205456 | 1KVA | Uniline | GP-UPS | 172.18.49.154
Package-A | MAHABUBNAGAR | NARAYANPET | KOSGI | B05236 | MUKTHIPAD | 280567 | 1KVA | Uniline | GP-UPS | 172.18.49.110
Package-A | MAHABUBNAGAR | NARAYANPET | KOSGI | B05236 | MUNGIMALLA | 205457 | 1KVA | Uniline | Cluster GP-UPS | 172.18.49.114
Package-A | MAHABUBNAGAR | NARAYANPET | KOSGI | B05236 | MUSHRIFA | 205458 | 1KVA | Uniline | GP-UPS | 172.18.49.98
Package-A | MAHABUBNAGAR | NARAYANPET | KOSGI | B05236 | NACHARAM | 205459 | 1KVA | Uniline | Cluster GP-UPS | 172.18.49.126
Package-A | MAHABUBNAGAR | NARAYANPET | KOSGI | B05236 | P C TANDA | 280557 | 1KVA | Uniline | GP-UPS | 172.18.49.106
Package-A | MAHABUBNAGAR | NARAYANPET | KOSGI | B05236 | POLEPALLE | 204982 | 1KVA | Uniline | GP-UPS | 172.18.49.138
Package-A | MAHABUBNAGAR | NARAYANPET | KOSGI | B05236 | SARANGARAO PALLY | 280550 | 1KVA | Uniline | GP-UPS | 172.18.49.146
Package-A | MAHABUBNAGAR | NARAYANPET | KOSGI | B05236 | SARJAKHANPET | 205462 | 1KVA | FUJI | Cluster GP-UPS | 172.18.49.134
Package-A | MAHABUBNAGAR | NARAYANPET | KOSGI | B05236 | THOGAPUR | 205463 | 1KVA | Uniline | GP-UPS | 172.18.49.130
Package-A | MAHABUBNAGAR | NARAYANPET | KRISHNA | B07218 | AINAPUR | 205564 | 1KVA | FUJI | Cluster GP-UPS | 172.18.50.22
Package-A | MAHABUBNAGAR | NARAYANPET | KRISHNA | B07218 | ALAMPALLE | 205565 | 1KVA | Uniline | GP-UPS | 172.18.50.30
Package-A | MAHABUBNAGAR | NARAYANPET | KRISHNA | B07218 | CHEGUNTA | 205566 | 1KVA | Uniline | GP-UPS | 172.18.50.26
Package-A | MAHABUBNAGAR | NARAYANPET | KRISHNA | B07218 | gurjala | 280607 | 1KVA | Uniline | GP-UPS | 172.18.50.10
Package-A | MAHABUBNAGAR | NARAYANPET | KRISHNA | B07218 | HINDUPUR | 205568 | 1KVA | Uniline | Cluster GP-UPS | 172.18.50.42
Package-A | MAHABUBNAGAR | NARAYANPET | KRISHNA | B07218 | khandoddi | 280605 | 1KVA | Uniline | GP-UPS | 172.18.50.38
Package-A | MAHABUBNAGAR | NARAYANPET | KRISHNA | B07218 | KRISHNA | 205571 | 1KVA | Uniline | GP-UPS | 172.18.50.6
Package-A | MAHABUBNAGAR | NARAYANPET | KRISHNA | B07218 | KUNSI | 205572 | 1KVA | Uniline | GP-UPS | 172.18.50.34
Package-A | MAHABUBNAGAR | NARAYANPET | KRISHNA | B07218 | kusumurthy | 280617 | 1KVA | Uniline | GP-UPS | 172.18.50.18
Package-A | MAHABUBNAGAR | NARAYANPET | KRISHNA | B07218 | THANGADIGI | 205577 | 1KVA | Uniline | Cluster GP-UPS | 172.18.50.14
Package-A | MAHABUBNAGAR | NARAYANPET | MADDUR | B05240 | Achammpally | 281970 | 1KVA | FUJI | GP-UPS | 172.18.50.202
Package-A | MAHABUBNAGAR | NARAYANPET | MADDUR | B05240 | Allipur | 280630 | 1KVA | Uniline | GP-UPS | 172.18.50.230
Package-A | MAHABUBNAGAR | NARAYANPET | MADDUR | B05240 | APPIREDDI PALLE | 205520 | 1KVA | FUJI | Cluster GP-UPS | 172.18.50.198
Package-A | MAHABUBNAGAR | NARAYANPET | MADDUR | B05240 | Bheempur | 280619 | 1KVA | FUJI | GP-UPS | 172.18.50.222
Package-A | MAHABUBNAGAR | NARAYANPET | MADDUR | B05240 | BHOONED | 205521 | 1KVA | Uniline | Cluster GP-UPS | 172.18.51.10
Package-A | MAHABUBNAGAR | NARAYANPET | MADDUR | B05240 | CHANWAR | 205522 | 1KVA | Uniline | GP-UPS | 172.18.51.14
Package-A | MAHABUBNAGAR | NARAYANPET | MADDUR | B05240 | Chapancheru Thanda | 280616 | 1KVA | Uniline | GP-UPS | 172.18.51.26
Package-A | MAHABUBNAGAR | NARAYANPET | MADDUR | B05240 | CHENNAREDDIPALLY | 205523 | 1KVA | FUJI | GP-UPS | 172.18.50.214
Package-A | MAHABUBNAGAR | NARAYANPET | MADDUR | B05240 | Chendrya naik thanda | 280643 | 1KVA | FUJI | GP-UPS | 172.18.51.58
Package-A | MAHABUBNAGAR | NARAYANPET | MADDUR | B05240 | CHINTALDINNE | 205524 | 1KVA | Uniline | Cluster GP-UPS | 172.18.51.22
Package-A | MAHABUBNAGAR | NARAYANPET | MADDUR | B05240 | DAMAGANPURAM | 205525 | 1KVA | Uniline | Cluster GP-UPS | 172.18.51.70
Package-A | MAHABUBNAGAR | NARAYANPET | MADDUR | B05240 | Damla Thanda | 280594 | 1KVA | Uniline | GP-UPS | 172.18.51.94
Package-A | MAHABUBNAGAR | NARAYANPET | MADDUR | B05240 | DOREPALLE | 205526 | 1KVA | Uniline | Cluster GP-UPS | 172.18.51.90
Package-A | MAHABUBNAGAR | NARAYANPET | MADDUR | B05240 | DUPPATGHAT | 205527 | 1KVA | Uniline | Cluster GP-UPS | 172.18.50.250
Package-A | MAHABUBNAGAR | NARAYANPET | MADDUR | B05240 | Ekamed | 280598 | 1KVA | Uniline | GP-UPS | 172.18.50.234
Package-A | MAHABUBNAGAR | NARAYANPET | MADDUR | B05240 | Erragunta Thanda | 280626 | 1KVA | FUJI | GP-UPS | 172.18.50.194
Package-A | MAHABUBNAGAR | NARAYANPET | MADDUR | B05240 | GOKULNAGAR | 205528 | 1KVA | Uniline | GP-UPS | 172.18.50.246
Package-A | MAHABUBNAGAR | NARAYANPET | MADDUR | B05240 | Gorloni Bavi | 281972 | 1KVA | Uniline | Cluster GP-UPS | 172.18.50.254
Package-A | MAHABUBNAGAR | NARAYANPET | MADDUR | B05240 | Hanmya naik Thanda | 280584 | 1KVA | Uniline | GP-UPS | 172.18.51.30
Package-A | MAHABUBNAGAR | NARAYANPET | MADDUR | B05240 | JADAVARAOPALLY | 205529 | 1KVA | Uniline | GP-UPS | 172.18.51.38
Package-A | MAHABUBNAGAR | NARAYANPET | MADDUR | B05240 | Jadavarao pally Thanda | 280612 | 1KVA | Uniline | GP-UPS | 172.18.51.34
Package-A | MAHABUBNAGAR | NARAYANPET | MADDUR | B05240 | KAJIPURAM | 205530 | 1KVA | Uniline | GP-UPS | 172.18.51.66
Package-A | MAHABUBNAGAR | NARAYANPET | MADDUR | B05240 | KISANNAGAR | 205531 | 1KVA | Uniline | GP-UPS | 172.18.51.6
Package-A | MAHABUBNAGAR | NARAYANPET | MADDUR | B05240 | KOMMUR | 205532 | 1KVA | Uniline | Cluster GP-UPS | 172.18.51.106
Package-A | MAHABUBNAGAR | NARAYANPET | MADDUR | B05240 | KOTHAPALLE | 205533 | 1KVA | Uniline | GP-UPS | 172.18.51.122
Package-A | MAHABUBNAGAR | NARAYANPET | MADDUR | B05240 | Kothapally Thanda | 280633 | 1KVA | Uniline | GP-UPS | 172.18.51.126
Package-A | MAHABUBNAGAR | NARAYANPET | MADDUR | B05240 | Lakkaipally | 280637 | 1KVA | Uniline | GP-UPS | 172.18.51.50
Package-A | MAHABUBNAGAR | NARAYANPET | MADDUR | B05240 | LINGALCHED | 205534 | 1KVA | Uniline | Cluster GP-UPS | 172.18.51.118
Package-A | MAHABUBNAGAR | NARAYANPET | MADDUR | B05240 | MADDUR | 205535 | 1KVA | FUJI | GP-UPS | 172.18.51.18
Package-A | MAHABUBNAGAR | NARAYANPET | MADDUR | B05240 | MANNAPUR | 205536 | 1KVA | Uniline | GP-UPS | 172.18.50.226
Package-A | MAHABUBNAGAR | NARAYANPET | MADDUR | B05240 | Medikunta Thanda | 280640 | 1KVA | Uniline | GP-UPS | 172.18.51.62
Package-A | MAHABUBNAGAR | NARAYANPET | MADDUR | B05240 | MOMINAPUR | 205537 | 1KVA | Uniline | GP-UPS | 172.18.50.210
Package-A | MAHABUBNAGAR | NARAYANPET | MADDUR | B05240 | Nagampally | 280622 | 1KVA | Uniline | GP-UPS | 172.18.51.82
Package-A | MAHABUBNAGAR | NARAYANPET | MADDUR | B05240 | NAGIREDDIPALLY | 205538 | 1KVA | FUJI | Cluster GP-UPS | 172.18.51.78
Package-A | MAHABUBNAGAR | NARAYANPET | MADDUR | B05240 | NANDIGAM | 205539 | 1KVA | Uniline | GP-UPS | 172.18.50.242
Package-A | MAHABUBNAGAR | NARAYANPET | MADDUR | B05240 | NANDIPAD | 205540 | 1KVA | Uniline | GP-UPS | 172.18.51.46
Package-A | MAHABUBNAGAR | NARAYANPET | MADDUR | B05240 | NIDJINTA | 205541 | 1KVA | Uniline | Cluster GP-UPS | 172.18.51.130
Package-A | MAHABUBNAGAR | NARAYANPET | MADDUR | B05240 | PALLERLA | 205542 | 1KVA | Uniline | Cluster GP-UPS | 172.18.51.54
Package-A | MAHABUBNAGAR | NARAYANPET | MADDUR | B05240 | Pallegadda Thanda | 280580 | 1KVA | Uniline | GP-UPS | 172.18.51.86
Package-A | MAHABUBNAGAR | NARAYANPET | MADDUR | B05240 | Parsapur | 280578 | 1KVA | Uniline | GP-UPS | 172.18.51.74
Package-A | MAHABUBNAGAR | NARAYANPET | MADDUR | B05240 | Peddapur | 280646 | 1KVA | Uniline | GP-UPS | 172.18.51.114
Package-A | MAHABUBNAGAR | NARAYANPET | MADDUR | B05240 | PEDRIPAHAD | 205543 | 1KVA | FUJI | Cluster GP-UPS | 172.18.50.218
Package-A | MAHABUBNAGAR | NARAYANPET | MADDUR | B05240 | Pedda Thanda | 281971 | 1KVA | FUJI | GP-UPS | 172.18.51.102
Package-A | MAHABUBNAGAR | NARAYANPET | MADDUR | B05240 | Porla Kunta Thanda | 280589 | 1KVA | Uniline | GP-UPS | 172.18.51.98
Package-A | MAHABUBNAGAR | NARAYANPET | MADDUR | B05240 | RENVATLA | 205544 | 1KVA | FUJI | Cluster GP-UPS | 172.18.50.206
Package-A | MAHABUBNAGAR | NARAYANPET | MADDUR | B05240 | Seethya naik Thanda | 280608 | 1KVA | Uniline | Cluster GP-UPS | 172.18.51.42
Package-A | MAHABUBNAGAR | NARAYANPET | MADDUR | B05240 | THIMMAREDDIPALLE | 205545 | 1KVA | Uniline | Cluster GP-UPS | 172.18.50.238
Package-A | MAHABUBNAGAR | NARAYANPET | MADDUR | B05240 | Valya Naik Thanda | 281973 | 1KVA | Uniline | GP-UPS | 172.18.51.2
Package-A | MAHABUBNAGAR | NARAYANPET | MADDUR | B05240 | VEERARAM | 205546 | 1KVA | Uniline | GP-UPS | 172.18.51.110
Package-A | MAHABUBNAGAR | NARAYANPET | MAGANOOR | B05242 | ADIVISATYAR | 205563 | 1KVA | Uniline | Cluster GP-UPS | 172.18.51.190
Package-A | MAHABUBNAGAR | NARAYANPET | MAGANOOR | B05242 | Ammapally | 280587 | 1KVA | Uniline | GP-UPS | 172.18.51.194
Package-A | MAHABUBNAGAR | NARAYANPET | MAGANOOR | B05242 | Bairampally | 280591 | 1KVA | FUJI | GP-UPS | 172.18.51.146
Package-A | MAHABUBNAGAR | NARAYANPET | KRISHNA | B07218 | GUDEBALLUR | 205567 | 1KVA | Uniline | GP-UPS | 172.18.51.170
Package-A | MAHABUBNAGAR | NARAYANPET | MAGANOOR | B05242 | Guravlingampally | 280585 | 1KVA | FUJI | Cluster GP-UPS | 172.18.51.162
Package-A | MAHABUBNAGAR | NARAYANPET | MAGANOOR | B05242 | KOLPUR | 205569 | 1KVA | FUJI | GP-UPS | 172.18.51.182
Package-A | MAHABUBNAGAR | NARAYANPET | MAGANOOR | B05242 | KOTHAPALLE | 205570 | 1KVA | FUJI | GP-UPS | 172.18.51.166
Package-A | MAHABUBNAGAR | NARAYANPET | MAGANOOR | B05242 | MAGANOOR | 205573 | 1KVA | FUJI | Cluster GP-UPS | 172.18.51.134
Package-A | MAHABUBNAGAR | NARAYANPET | MAGANOOR | B05242 | MANDIPALLI | 205574 | 1KVA | FUJI | GP-UPS | 172.18.51.186
Package-A | MAHABUBNAGAR | NARAYANPET | KRISHNA | B07218 | MUDMAL | 205575 | 1KVA | FUJI | Cluster GP-UPS | 172.18.51.178
Package-A | MAHABUBNAGAR | NARAYANPET | KRISHNA | B07218 | murahardoddi | 280601 | 1KVA | FUJI | GP-UPS | 172.18.51.174
Package-A | MAHABUBNAGAR | NARAYANPET | MAGANOOR | B05242 | NERADGAM | 205576 | 1KVA | FUJI | GP-UPS | 172.18.51.142
Package-A | MAHABUBNAGAR | NARAYANPET | MAGANOOR | B05242 | Neredgamdoddi | 280597 | 1KVA | FUJI | Cluster GP-UPS | 172.18.51.154
Package-A | MAHABUBNAGAR | NARAYANPET | MAGANOOR | B05242 | Oblapur | 280583 | 1KVA | FUJI | GP-UPS | 172.18.51.206
Package-A | MAHABUBNAGAR | NARAYANPET | MAGANOOR | B05242 | Parmandoddi | 280588 | 1KVA | FUJI | GP-UPS | 172.18.51.198
Package-A | MAHABUBNAGAR | NARAYANPET | MAGANOOR | B05242 | Talamkeri | 280596 | 1KVA | FUJI | GP-UPS | 172.18.51.158
Package-A | MAHABUBNAGAR | NARAYANPET | MAGANOOR | B05242 | UJJELLI | 205578 | 1KVA | FUJI | GP-UPS | 172.18.51.150
Package-A | MAHABUBNAGAR | NARAYANPET | MAGANOOR | B05242 | WADWAT | 205579 | 1KVA | FUJI | Cluster GP-UPS | 172.18.51.202
Package-A | MAHABUBNAGAR | NARAYANPET | MAGANOOR | B05242 | WARKOOR | 205580 | 1KVA | FUJI | GP-UPS | 172.18.51.138
Package-A | MAHABUBNAGAR | NARAYANPET | MAKTHAL | B05244 | ANKENPALLY | 280559 | 1KVA | Uniline | GP-UPS | 172.18.52.126
Package-A | MAHABUBNAGAR | NARAYANPET | MAKTHAL | B05244 | ANUGONDA | 205607 | 1KVA | Uniline | Cluster GP-UPS | 172.18.52.130
Package-A | MAHABUBNAGAR | NARAYANPET | MAKTHAL | B05244 | BHAGAVANPALLY | 280579 | 1KVA | Uniline | Cluster GP-UPS | 172.18.52.78
Package-A | MAHABUBNAGAR | NARAYANPET | MAKTHAL | B05244 | BHOOTHPUR | 205608 | 1KVA | Uniline | GP-UPS | 172.18.52.102
Package-A | MAHABUBNAGAR | NARAYANPET | MAKTHAL | B05244 | CHINNAGOPLAPUR | 205610 | 1KVA | Uniline | GP-UPS | 172.18.52.82
Package-A | MAHABUBNAGAR | NARAYANPET | MAKTHAL | B05244 | CHITYAL | 205611 | 1KVA | Uniline | GP-UPS | 172.18.52.58
Package-A | MAHABUBNAGAR | NARAYANPET | MAKTHAL | B05244 | DADANPALLY | 280556 | 1KVA | Uniline | GP-UPS | 172.18.52.134
Package-A | MAHABUBNAGAR | NARAYANPET | MAKTHAL | B05244 | DASARDODDI | 205612 | 1KVA | Uniline | Cluster GP-UPS | 172.18.52.138
Package-A | MAHABUBNAGAR | NARAYANPET | MAKTHAL | B05244 | Gaddampally | 280555 | 1KVA | Uniline | GP-UPS | 172.18.52.122
Package-A | MAHABUBNAGAR | NARAYANPET | MAKTHAL | B05244 | GOLLAPALLY | 205613 | 1KVA | Uniline | GP-UPS | 172.18.52.94
Package-A | MAHABUBNAGAR | NARAYANPET | MAKTHAL | B05244 | GUDIGANDLA | 205614 | 1KVA | Uniline | GP-UPS | 172.18.52.174
Package-A | MAHABUBNAGAR | NARAYANPET | MAKTHAL | B05244 | GURLAPALLY | 280576 | 1KVA | Uniline | GP-UPS | 172.18.52.146
Package-A | MAHABUBNAGAR | NARAYANPET | MAKTHAL | B05244 | JAKLAIR | 205615 | 1KVA | FUJI | Cluster GP-UPS | 172.18.52.166
Package-A | MAHABUBNAGAR | NARAYANPET | MAKTHAL | B05244 | JOULAPUR | 280563 | 1KVA | Uniline | GP-UPS | 172.18.52.170
Package-A | MAHABUBNAGAR | NARAYANPET | MAKTHAL | B05244 | KACHWAR | 205616 | 1KVA | Uniline | GP-UPS | 172.18.52.182
Package-A | MAHABUBNAGAR | NARAYANPET | NARVA | B05250 | KALWAL | 205752 | 1KVA | FUJI | Cluster GP-UPS | 172.18.52.106
Package-A | MAHABUBNAGAR | NARAYANPET | MAKTHAL | B05244 | KARNI | 205617 | 1KVA | FUJI | Cluster GP-UPS | 172.18.52.50
Package-A | MAHABUBNAGAR | NARAYANPET | MAKTHAL | B05244 | KATREVPALLE | 205618 | 1KVA | Uniline | GP-UPS | 172.18.52.98
Package-A | MAHABUBNAGAR | NARAYANPET | MAKTHAL | B05244 | KHANAPUR | 205619 | 1KVA | Uniline | GP-UPS | 172.18.52.46
Package-A | MAHABUBNAGAR | NARAYANPET | MAKTHAL | B05244 | KONDADODDI | 280577 | 1KVA | Uniline | GP-UPS | 172.18.52.114
Package-A | MAHABUBNAGAR | NARAYANPET | MAKTHAL | B05244 | LINGAMPALLE | 205620 | 1KVA | FUJI | GP-UPS | 172.18.52.198
Package-A | MAHABUBNAGAR | NARAYANPET | MAKTHAL | B05244 | MADANPALLY | 280565 | 1KVA | Uniline | GP-UPS | 172.18.52.162
Package-A | MAHABUBNAGAR | NARAYANPET | MAKTHAL | B05244 | MADWAR | 205621 | 1KVA | Uniline | GP-UPS | 172.18.52.194
Package-A | MAHABUBNAGAR | NARAYANPET | MAKTHAL | B05244 | MANTHANGOD | 205623 | 1KVA | Uniline | GP-UPS | 172.18.52.154
Package-A | MAHABUBNAGAR | NARAYANPET | MAKTHAL | B05244 | MUSALAIPALLE | 205624 | 1KVA | FUJI | GP-UPS | 172.18.52.74
Package-A | MAHABUBNAGAR | NARAYANPET | MAKTHAL | B05244 | MUSTIPALLE | 205625 | 1KVA | Uniline | Cluster GP-UPS | 172.18.52.118
Package-A | MAHABUBNAGAR | NARAYANPET | MAKTHAL | B05244 | NARSIREDDIPALLY | 280570 | 1KVA | Uniline | GP-UPS | 172.18.52.186
Package-A | MAHABUBNAGAR | NARAYANPET | MAKTHAL | B05244 | PANCHALINGAL | 205627 | 1KVA | Uniline | Cluster GP-UPS | 172.18.52.86
Package-A | MAHABUBNAGAR | NARAYANPET | MAKTHAL | B05244 | PANCHADEVUPAD | 205626 | 1KVA | Uniline | GP-UPS | 172.18.52.62
Package-A | MAHABUBNAGAR | NARAYANPET | MAKTHAL | B05244 | PAREVULA | 280575 | 1KVA | FUJI | GP-UPS | 172.18.52.70
Package-A | MAHABUBNAGAR | NARAYANPET | MAKTHAL | B05244 | PASPUL | 205628 | 1KVA | FUJI | GP-UPS | 172.18.52.66
Package-A | MAHABUBNAGAR | NARAYANPET | MAKTHAL | B05244 | RUDRASAMUDRAM | 205629 | 1KVA | Uniline | GP-UPS | 172.18.52.90
Package-A | MAHABUBNAGAR | NARAYANPET | MAKTHAL | B05244 | SAMANPALLY | 280573 | 1KVA | Uniline | GP-UPS | 172.18.52.158
Package-A | MAHABUBNAGAR | NARAYANPET | MAKTHAL | B05244 | SANGAMBANDA | 205630 | 1KVA | Uniline | Cluster GP-UPS | 172.18.52.150
Package-A | MAHABUBNAGAR | NARAYANPET | MAKTHAL | B05244 | SATYAWAR | 205631 | 1KVA | FUJI | GP-UPS | 172.18.52.110
Package-A | MAHABUBNAGAR | NARAYANPET | MAKTHAL | B05244 | Tekulapally | 280547 | 1KVA | Uniline | Cluster GP-UPS | 172.18.52.178
Package-A | MAHABUBNAGAR | NARAYANPET | MAKTHAL | B05244 | Upparpally | 280549 | 1KVA | Uniline | Cluster GP-UPS | 172.18.52.190
Package-A | MAHABUBNAGAR | NARAYANPET | MAKTHAL | B05244 | Vanaikunta | 280544 | 1KVA | Uniline | GP-UPS | 172.18.52.142
Package-A | MAHABUBNAGAR | NARAYANPET | MAKTHAL | B05244 | Yersanpally | 280552 | 1KVA | Uniline | GP-UPS | 172.18.52.54
Package-A | MAHABUBNAGAR | NARAYANPET | NARVA | B05250 | SEEPUR | 205764 | 1KVA | Uniline | GP-UPS | 172.18.54.254
Package-A | MAHABUBNAGAR | NARAYANPET | MARIKAL | B07277 | APPAMPALLY | 205053 | 1KVA | Uniline | GP-UPS | 172.18.53.122
Package-A | MAHABUBNAGAR | NARAYANPET | DHANWADA | B05218 | GOTUR | 205056 | 1KVA | FUJI | GP-UPS | 172.18.53.162
Package-A | MAHABUBNAGAR | NARAYANPET | MARIKAL | B07277 | Ibrahimpatnam | 280540 | 1KVA | Uniline | Cluster GP-UPS | 172.18.53.166
Package-A | MAHABUBNAGAR | NARAYANPET | DHANWADA | B05218 | KONDRONIPALLI | 280530 | 1KVA | FUJI | GP-UPS | 172.18.53.158
Package-A | MAHABUBNAGAR | NARAYANPET | MARIKAL | B07277 | MADWAR | 205062 | 1KVA | Uniline | GP-UPS | 172.18.53.126
Package-A | MAHABUBNAGAR | NARAYANPET | MARIKAL | B07277 | MARIKAL | 205064 | 1KVA | FUJI | Cluster GP-UPS | 172.18.53.146
Package-A | MAHABUBNAGAR | NARAYANPET | MARIKAL | B07277 | PALLEGADDA | 280541 | 1KVA | Uniline | GP-UPS | 172.18.53.130
Package-A | MAHABUBNAGAR | NARAYANPET | MARIKAL | B07277 | PEDDACHINTAKUNTA | 205066 | 1KVA | FUJI | GP-UPS | 172.18.53.142
Package-A | MAHABUBNAGAR | NARAYANPET | MARIKAL | B07277 | POOSALPAD | 205067 | 1KVA | FUJI | GP-UPS | 172.18.53.154
Package-A | MAHABUBNAGAR | NARAYANPET | MARIKAL | B07277 | RAKONDA | 205068 | 1KVA | FUJI | Cluster GP-UPS | 172.18.53.150
Package-A | MAHABUBNAGAR | NARAYANPET | MARIKAL | B07277 | TEELAIR | 205070 | 1KVA | FUJI | Cluster GP-UPS | 172.18.53.134
Package-A | MAHABUBNAGAR | NARAYANPET | MARIKAL | B07277 | VENKATAPUR | 280542 | 1KVA | Uniline | GP-UPS | 172.18.53.138
Package-A | MAHABUBNAGAR | NARAYANPET | NARAYANPET | B05249 | ABHANGAPUR | 205724 | 1KVA | Uniline | GP-UPS | 172.18.54.218
Package-A | MAHABUBNAGAR | NARAYANPET | NARAYANPET | B05249 | AMMIREDDIPALLE | 205725 | 1KVA | Uniline | GP-UPS | 172.18.54.162
Package-A | MAHABUBNAGAR | NARAYANPET | NARAYANPET | B05249 | ANTHWAR | 205726 | 1KVA | Uniline | GP-UPS | 172.18.54.194
Package-A | MAHABUBNAGAR | NARAYANPET | NARAYANPET | B05249 | APPAKPALLY | 205727 | 1KVA | Uniline | Cluster GP-UPS | 172.18.54.170
Package-A | MAHABUBNAGAR | NARAYANPET | NARAYANPET | B05249 | APPIREDDIPALLE | 205728 | 1KVA | Uniline | Cluster GP-UPS | 172.18.54.154
Package-A | MAHABUBNAGAR | NARAYANPET | NARAYANPET | B05249 | BANDAGONDA | 205729 | 1KVA | Uniline | GP-UPS | 172.18.54.226
Package-A | MAHABUBNAGAR | NARAYANPET | NARAYANPET | B05249 | BHAIRAMKONDA | 205730 | 1KVA | Uniline | GP-UPS | 172.18.54.246
Package-A | MAHABUBNAGAR | NARAYANPET | NARAYANPET | B05249 | BOINPALLY | 205731 | 1KVA | Uniline | Cluster GP-UPS | 172.18.54.186
Package-A | MAHABUBNAGAR | NARAYANPET | NARAYANPET | B05249 | Boinpally Thanda | 280502 | 1KVA | Uniline | GP-UPS | 172.18.54.190
Package-A | MAHABUBNAGAR | NARAYANPET | NARAYANPET | B05249 | BOMMANPAD | 205010 | 1KVA | FUJI | GP-UPS | 172.18.54.158
Package-A | MAHABUBNAGAR | NARAYANPET | NARAYANPET | B05249 | CHINNAJATRAM | 205732 | 1KVA | Uniline | GP-UPS | 172.18.54.214
Package-A | MAHABUBNAGAR | NARAYANPET | NARAYANPET | B05249 | EKLASPUR | 205733 | 1KVA | FUJI | Cluster GP-UPS | 172.18.54.242
Package-A | MAHABUBNAGAR | NARAYANPET | NARAYANPET | B05249 | JAJAPUR | 205734 | 1KVA | Uniline | GP-UPS | 172.18.54.174
Package-A | MAHABUBNAGAR | NARAYANPET | NARAYANPET | B05249 | JALALPOOR | 205735 | 1KVA | Uniline | GP-UPS | 172.18.54.250
Package-A | MAHABUBNAGAR | NARAYANPET | NARAYANPET | B05249 | KOLLAMPALLY | 205736 | 1KVA | FUJI | Cluster GP-UPS | 172.18.54.202
Package-A | MAHABUBNAGAR | NARAYANPET | NARAYANPET | B05249 | KOTAKONDA | 205737 | 1KVA | FUJI | Cluster GP-UPS | 172.18.54.230
Package-A | MAHABUBNAGAR | NARAYANPET | NARAYANPET | B05249 | LAXMIPOOR | 205738 | 1KVA | Uniline | GP-UPS | 172.18.54.182
Package-A | MAHABUBNAGAR | NARAYANPET | NARAYANPET | B05249 | Lingampalli | 280503 | 1KVA | Uniline | GP-UPS | 172.18.54.206
Package-A | MAHABUBNAGAR | NARAYANPET | NARAYANPET | B05249 | Meedi Thanda | 280507 | 1KVA | Uniline | GP-UPS | 172.18.54.142
Package-A | MAHABUBNAGAR | NARAYANPET | NARAYANPET | B05249 | Meka Hanman Thanda | 280508 | 1KVA | Uniline | GP-UPS | 172.18.54.238
Package-A | MAHABUBNAGAR | NARAYANPET | NARAYANPET | B05249 | PERAPALLA | 205739 | 1KVA | Uniline | Cluster GP-UPS | 172.18.54.138
Package-A | MAHABUBNAGAR | NARAYANPET | NARAYANPET | B05249 | Pilligundla thanda | 280506 | 1KVA | Uniline | GP-UPS | 172.18.54.210
Package-A | MAHABUBNAGAR | NARAYANPET | NARAYANPET | B05249 | SHASANPALLY | 205740 | 1KVA | Uniline | GP-UPS | 172.18.54.146
Package-A | MAHABUBNAGAR | NARAYANPET | NARAYANPET | B05249 | SHERNAPALLY | 205741 | 1KVA | Uniline | Cluster GP-UPS | 172.18.54.150
Package-A | MAHABUBNAGAR | NARAYANPET | NARAYANPET | B05249 | SINGARAM | 205742 | 1KVA | Uniline | GP-UPS | 172.18.54.178
Package-A | MAHABUBNAGAR | NARAYANPET | UTKOOR | B05261 | Thimmareddypally Thanda | 280418 | 1KVA | Uniline | GP-UPS | 172.18.54.166
Package-A | MAHABUBNAGAR | NARAYANPET | NARAYANPET | B05249 | THIRUMALAPUR | 205743 | 1KVA | Uniline | GP-UPS | 172.18.54.234
Package-A | MAHABUBNAGAR | NARAYANPET | NARAYANPET | B05249 | Utakunta Thanda | 280500 | 1KVA | Uniline | Cluster GP-UPS | 172.18.54.222
Package-A | MAHABUBNAGAR | NARAYANPET | NARAYANPET | B05249 | Vander guntta thanda | 280504 | 1KVA | Uniline | GP-UPS | 172.18.54.198
Package-A | MAHABUBNAGAR | NARAYANPET | NARVA | B05250 | BEKKARAPALLE | 205744 | 1KVA | Uniline | GP-UPS | 172.18.55.14
Package-A | MAHABUBNAGAR | NARAYANPET | MARIKAL | B07277 | BUDDEGANI TANDA (K) | 281991 | 1KVA | Uniline | GP-UPS | 172.18.55.50
Package-A | MAHABUBNAGAR | NARAYANPET | MARIKAL | B07277 | CHITTANUR | 205746 | 1KVA | Uniline | GP-UPS | 172.18.55.66
Package-A | MAHABUBNAGAR | NARAYANPET | MARIKAL | B07277 | EKLASPUR | 205747 | 1KVA | Uniline | GP-UPS | 172.18.55.58
Package-A | MAHABUBNAGAR | NARAYANPET | NARVA | B05250 | JAKKANNAPALLE | 205749 | 1KVA | Uniline | GP-UPS | 172.18.55.30
Package-A | MAHABUBNAGAR | NARAYANPET | NARVA | B05250 | JANGAMREDDIPALLE | 205750 | 1KVA | Uniline | GP-UPS | 172.18.55.46
Package-A | MAHABUBNAGAR | NARAYANPET | MARIKAL | B07277 | JINNARAM | 205751 | 1KVA | Uniline | GP-UPS | 172.18.55.62
Package-A | MAHABUBNAGAR | NARAYANPET | MARIKAL | B07277 | KANMANOOR | 205753 | 1KVA | FUJI | Cluster GP-UPS | 172.18.55.54
Package-A | MAHABUBNAGAR | NARAYANPET | NARVA | B05250 | KOTHAPALLI | 205754 | 1KVA | Uniline | GP-UPS | 172.18.55.26
Package-A | MAHABUBNAGAR | NARAYANPET | NARVA | B05250 | KUMARLINGAMPALLE | 205755 | 1KVA | Uniline | GP-UPS | 172.18.55.70
Package-A | MAHABUBNAGAR | NARAYANPET | NARVA | B05250 | LAKKARDODDI | 280447 | 1KVA | FUJI | Cluster GP-UPS | 172.18.55.34
Package-A | MAHABUBNAGAR | NARAYANPET | NARVA | B05250 | LANKAL | 205756 | 1KVA | FUJI | Cluster GP-UPS | 172.18.55.78
Package-A | MAHABUBNAGAR | NARAYANPET | NARVA | B05250 | Nagireddypally | 280434 | 1KVA | Uniline | Cluster GP-UPS | 172.18.55.10
Package-A | MAHABUBNAGAR | NARAYANPET | NARVA | B05250 | NARVA | 205759 | 1KVA | FUJI | GP-UPS | 172.18.55.2
Package-A | MAHABUBNAGAR | NARAYANPET | NARVA | B05250 | PATHERCHED | 205760 | 1KVA | FUJI | Cluster GP-UPS | 172.18.55.42
Package-A | MAHABUBNAGAR | NARAYANPET | NARVA | B05250 | PEDDAKADMOOR | 205761 | 1KVA | Uniline | GP-UPS | 172.18.55.18
Package-A | MAHABUBNAGAR | NARAYANPET | NARVA | B05250 | RAIKODE | 205762 | 1KVA | FUJI | GP-UPS | 172.18.55.86
Package-A | MAHABUBNAGAR | NARAYANPET | NARVA | B05250 | RAJUPALLY | 280445 | 1KVA | Uniline | Cluster GP-UPS | 172.18.55.82
Package-A | MAHABUBNAGAR | NARAYANPET | NARVA | B05250 | RAMPUR | 205763 | 1KVA | FUJI | GP-UPS | 172.18.55.74
Package-A | MAHABUBNAGAR | NARAYANPET | NARVA | B05250 | UNDEKODE | 205765 | 1KVA | FUJI | GP-UPS | 172.18.55.38
Package-A | MAHABUBNAGAR | NARAYANPET | NARVA | B05250 | YAMKI | 205766 | 1KVA | FUJI | GP-UPS | 172.18.55.6
Package-A | MAHABUBNAGAR | NARAYANPET | NARVA | B05250 | Yellampally | 280441 | 1KVA | Uniline | GP-UPS | 172.18.55.22
Package-A | MAHABUBNAGAR | NARAYANPET | UTKOOR | B05261 | AMINPUR | 205964 | 1KVA | Uniline | GP-UPS | 172.18.61.86
Package-A | MAHABUBNAGAR | NARAYANPET | UTKOOR | B05261 | AUSLONIPALLE | 205965 | 1KVA | Uniline | Cluster GP-UPS | 172.18.61.110
Package-A | MAHABUBNAGAR | NARAYANPET | UTKOOR | B05261 | BIJWAR | 205966 | 1KVA | Uniline | GP-UPS | 172.18.61.38
Package-A | MAHABUBNAGAR | NARAYANPET | UTKOOR | B05261 | CHINNAPORLA | 205967 | 1KVA | Uniline | GP-UPS | 172.18.61.54
Package-A | MAHABUBNAGAR | NARAYANPET | UTKOOR | B05261 | EDIVELLY | 205968 | 1KVA | Uniline | GP-UPS | 172.18.61.58
Package-A | MAHABUBNAGAR | NARAYANPET | UTKOOR | B05261 | KOLLUR | 205969 | 1KVA | Uniline | Cluster GP-UPS | 172.18.61.74
Package-A | MAHABUBNAGAR | NARAYANPET | UTKOOR | B05261 | Laxmipally | 280420 | 1KVA | Uniline | GP-UPS | 172.18.61.122
Package-A | MAHABUBNAGAR | NARAYANPET | UTKOOR | B05261 | MAGDAMPOOR | 205970 | 1KVA | Uniline | GP-UPS | 172.18.61.114
Package-A | MAHABUBNAGAR | NARAYANPET | UTKOOR | B05261 | MALLEPALLE | 205971 | 1KVA | Uniline | Cluster GP-UPS | 172.18.61.62
Package-A | MAHABUBNAGAR | NARAYANPET | UTKOOR | B05261 | Nagireddypally | 280426 | 1KVA | Uniline | GP-UPS | 172.18.61.70
Package-A | MAHABUBNAGAR | NARAYANPET | UTKOOR | B05261 | NIDUGURTHI | 205972 | 1KVA | Uniline | GP-UPS | 172.18.61.102
Package-A | MAHABUBNAGAR | NARAYANPET | UTKOOR | B05261 | OBLAPUR | 205973 | 1KVA | Uniline | GP-UPS | 172.18.61.82
Package-A | MAHABUBNAGAR | NARAYANPET | UTKOOR | B05261 | PAGIDIMARRI | 205974 | 1KVA | FUJI | Cluster GP-UPS | 172.18.61.90
Package-A | MAHABUBNAGAR | NARAYANPET | UTKOOR | B05261 | PEDDAJATRAM | 205976 | 1KVA | Uniline | GP-UPS | 172.18.61.106
Package-A | MAHABUBNAGAR | NARAYANPET | UTKOOR | B05261 | PEDDAPORLA | 205977 | 1KVA | Uniline | GP-UPS | 172.18.61.50
Package-A | MAHABUBNAGAR | NARAYANPET | UTKOOR | B05261 | PULMAMIDI | 205978 | 1KVA | FUJI | Cluster GP-UPS | 172.18.61.46
Package-A | MAHABUBNAGAR | NARAYANPET | UTKOOR | B05261 | Samisthapur | 280413 | 1KVA | Uniline | GP-UPS | 172.18.61.78
Package-A | MAHABUBNAGAR | NARAYANPET | MAKTHAL | B05244 | SOMESHWARBANDA | 205632 | 1KVA | Uniline | GP-UPS | 172.18.61.66
Package-A | MAHABUBNAGAR | NARAYANPET | UTKOOR | B05261 | THIPRASPALLE | 205979 | 1KVA | Uniline | Cluster GP-UPS | 172.18.61.98
Package-A | MAHABUBNAGAR | NARAYANPET | UTKOOR | B05261 | UTKOOR | 205980 | 1KVA | FUJI | Cluster GP-UPS | 172.18.61.126
Package-A | MAHABUBNAGAR | NARAYANPET | UTKOOR | B05261 | VALLAMPALLE | 205981 | 1KVA | Uniline | GP-UPS | 172.18.61.94
Package-A | MAHABUBNAGAR | NARAYANPET | UTKOOR | B05261 | Yergatpally | 280412 | 1KVA | Uniline | GP-UPS | 172.18.61.118
Package-A | MAHABUBNAGAR | WANAPARTHY | AMARACHINTHA | B07281 | Chandranaik Thanda | 280562 | 1KVA | Uniline | GP-UPS | 172.18.38.230
Package-A | MAHABUBNAGAR | WANAPARTHY | AMARACHINTHA | B07281 | Chinthareddypally | 280452 | 1KVA | Uniline | GP-UPS | 172.18.38.226
Package-A | MAHABUBNAGAR | WANAPARTHY | AMARACHINTHA | B07281 | KANKANVANIPALLE | 204868 | 1KVA | Uniline | GP-UPS | 172.18.38.198
Package-A | MAHABUBNAGAR | WANAPARTHY | AMARACHINTHA | B07281 | Kistampally | 280582 | 1KVA | Uniline | GP-UPS | 172.18.38.210
Package-A | MAHABUBNAGAR | WANAPARTHY | AMARACHINTHA | B07281 | NAGALKADUMUR | 205758 | 1KVA | FUJI | GP-UPS | 172.18.38.190
Package-A | MAHABUBNAGAR | WANAPARTHY | AMARACHINTHA | B07281 | NANDIMALLA | 204875 | 1KVA | FUJI | GP-UPS | 172.18.38.206
Package-A | MAHABUBNAGAR | WANAPARTHY | AMARACHINTHA | B07281 | SINGAMPETA | 204879 | 1KVA | Uniline | Cluster GP-UPS | 172.18.38.202
Package-A | MAHABUBNAGAR | WANAPARTHY | AMARACHINTHA | B07281 | CHANDRAGAD | 205745 | 1KVA | Uniline | Cluster GP-UPS | 172.18.38.182
Package-A | MAHABUBNAGAR | WANAPARTHY | AMARACHINTHA | B07281 | Dharmapur | 280454 | 1KVA | Uniline | GP-UPS | 172.18.38.186
Package-A | MAHABUBNAGAR | WANAPARTHY | AMARACHINTHA | B07281 | ERLADINNE | 205748 | 1KVA | Uniline | GP-UPS | 172.18.38.218
Package-A | MAHABUBNAGAR | WANAPARTHY | AMARACHINTHA | B07281 | MASTIPUR | 204871 | 1KVA | Uniline | GP-UPS | 172.18.38.178
Package-A | MAHABUBNAGAR | WANAPARTHY | AMARACHINTHA | B07281 | MITTANANDIMALLA | 205757 | 1KVA | Uniline | GP-UPS | 172.18.38.222
Package-A | MAHABUBNAGAR | WANAPARTHY | AMARACHINTHA | B07281 | NANDIMALLA X ROADS | 257963 | 1KVA | Uniline | Cluster GP-UPS | 172.18.38.214
Package-A | MAHABUBNAGAR | WANAPARTHY | AMARACHINTHA | B07281 | PAMIREDDIPALLE | 204876 | 1KVA | Uniline | GP-UPS | 172.18.38.194
Package-A | MAHABUBNAGAR | WANAPARTHY | ATMAKUR | B05209 | AREPALLE | 204862 | 1KVA | Uniline | Cluster GP-UPS | 172.18.39.70
Package-A | MAHABUBNAGAR | WANAPARTHY | ATMAKUR | B05209 | Balakistapur | 280442 | 1KVA | Uniline | Cluster GP-UPS | 172.18.39.98
Package-A | MAHABUBNAGAR | WANAPARTHY | ATMAKUR | B05209 | JURIAL | 204867 | 1KVA | Uniline | GP-UPS | 172.18.39.58
Package-A | MAHABUBNAGAR | WANAPARTHY | ATMAKUR | B05209 | KATHEPALLE | 204869 | 1KVA | Uniline | GP-UPS | 172.18.39.74
Package-A | MAHABUBNAGAR | WANAPARTHY | ATMAKUR | B05209 | MULMALLA | 204874 | 1KVA | Uniline | Cluster GP-UPS | 172.18.39.106
Package-A | MAHABUBNAGAR | WANAPARTHY | ATMAKUR | B05209 | PINAMCHERLA | 204877 | 1KVA | Uniline | GP-UPS | 172.18.39.102
Package-A | MAHABUBNAGAR | WANAPARTHY | ATMAKUR | B05209 | THOOMPALLE | 204881 | 1KVA | FUJI | GP-UPS | 172.18.39.78
Package-A | MAHABUBNAGAR | WANAPARTHY | ATMAKUR | B05209 | DEVARAPALLE | 204864 | 1KVA | Uniline | GP-UPS | 172.18.39.90
Package-A | MAHABUBNAGAR | WANAPARTHY | ATMAKUR | B05209 | GUNTIPALLE | 204866 | 1KVA | Uniline | Cluster GP-UPS | 172.18.39.62
Package-A | MAHABUBNAGAR | WANAPARTHY | ATMAKUR | B05209 | MEDEPALLE | 204872 | 1KVA | Uniline | Cluster GP-UPS | 172.18.39.94
Package-A | MAHABUBNAGAR | WANAPARTHY | ATMAKUR | B05209 | MOTLAMPALLE | 204873 | 1KVA | Uniline | GP-UPS | 172.18.39.66
Package-A | MAHABUBNAGAR | WANAPARTHY | ATMAKUR | B05209 | RECHINTALA | 204878 | 1KVA | Uniline | Cluster GP-UPS | 172.18.39.82
Package-A | MAHABUBNAGAR | WANAPARTHY | ATMAKUR | B05209 | THIPPADAMPALLE | 204880 | 1KVA | Uniline | Cluster GP-UPS | 172.18.39.86
Package-A | MAHABUBNAGAR | WANAPARTHY | CHINNAMBAVI | B07279 | BEKKEM | 206007 | 1KVA | FUJI | Cluster GP-UPS | 172.18.41.186
Package-A | MAHABUBNAGAR | WANAPARTHY | CHINNAMBAVI | B07279 | CHELLEPAD | 206008 | 1KVA | FUJI | GP-UPS | 172.18.41.238
Package-A | MAHABUBNAGAR | WANAPARTHY | CHINNAMBAVI | B07279 | CHINNAMAROOR | 206009 | 1KVA | FUJI | GP-UPS | 172.18.41.222
Package-A | MAHABUBNAGAR | WANAPARTHY | CHINNAMBAVI | B07279 | DAGADAPALLY | 206010 | 1KVA | FUJI | Cluster GP-UPS | 172.18.41.206
Package-A | MAHABUBNAGAR | WANAPARTHY | CHINNAMBAVI | B07279 | Gaddabaswapur | 280760 | 1KVA | FUJI | GP-UPS | 172.18.41.190
Package-A | MAHABUBNAGAR | WANAPARTHY | CHINNAMBAVI | B07279 | KALOOR | 206014 | 1KVA | FUJI | GP-UPS | 172.18.41.234
Package-A | MAHABUBNAGAR | WANAPARTHY | CHINNAMBAVI | B07279 | KOPPUNOOR | 206016 | 1KVA | Uniline | Cluster GP-UPS | 172.18.41.242
Package-A | MAHABUBNAGAR | WANAPARTHY | CHINNAMBAVI | B07279 | MIYAPOOR | 206018 | 1KVA | FUJI | GP-UPS | 172.18.41.194
Package-A | MAHABUBNAGAR | WANAPARTHY | CHINNAMBAVI | B07279 | PEDDADAGADA | 206020 | 1KVA | FUJI | Cluster GP-UPS | 172.18.41.214
Package-A | MAHABUBNAGAR | WANAPARTHY | CHINNAMBAVI | B07279 | PEDDA MAROOR | 206019 | 1KVA | FUJI | Cluster GP-UPS | 172.18.41.218
Package-A | MAHABUBNAGAR | WANAPARTHY | CHINNAMBAVI | B07279 | Ammaipally | 280763 | 1KVA | FUJI | GP-UPS | 172.18.41.202
Package-A | MAHABUBNAGAR | WANAPARTHY | CHINNAMBAVI | B07279 | AYYAWARI PALLY | 206006 | 1KVA | FUJI | GP-UPS | 172.18.41.230
Package-A | MAHABUBNAGAR | WANAPARTHY | CHINNAMBAVI | B07279 | Chinnambavi | 280770 | 1KVA | FUJI | GP-UPS | 172.18.41.246
Package-A | MAHABUBNAGAR | WANAPARTHY | CHINNAMBAVI | B07279 | Gudem | 280752 | 1KVA | Uniline | GP-UPS | 172.18.41.182
Package-A | MAHABUBNAGAR | WANAPARTHY | CHINNAMBAVI | B07279 | LAXMIPALLY | 206017 | 1KVA | FUJI | GP-UPS | 172.18.41.210
Package-A | MAHABUBNAGAR | WANAPARTHY | CHINNAMBAVI | B07279 | VELGONDA | 206024 | 1KVA | FUJI | Cluster GP-UPS | 172.18.41.198
Package-A | MAHABUBNAGAR | WANAPARTHY | CHINNAMBAVI | B07279 | VELTOOR | 206025 | 1KVA | FUJI | Cluster GP-UPS | 172.18.41.226
Package-A | MAHABUBNAGAR | WANAPARTHY | GHANPUR | B05223 | ALMAIPALLY | 205169 | 1KVA | FUJI | GP-UPS | 172.18.44.22
Package-A | MAHABUBNAGAR | WANAPARTHY | GHANPUR | B05223 | Amudam Banda Thanda | 279578 | 1KVA | Uniline | GP-UPS | 172.18.44.58
Package-A | MAHABUBNAGAR | WANAPARTHY | GHANPUR | B05223 | ANTHAIPALLY | 205170 | 1KVA | FUJI | GP-UPS | 172.18.44.82
Package-A | MAHABUBNAGAR | WANAPARTHY | GHANPUR | B05223 | Eerla Thanda | 280327 | 1KVA | Uniline | GP-UPS | 172.18.44.26
Package-A | MAHABUBNAGAR | WANAPARTHY | GHANPUR | B05223 | Gattukadipally | 280419 | 1KVA | Uniline | Cluster GP-UPS | 172.18.44.94
Package-A | MAHABUBNAGAR | WANAPARTHY | GHANPUR | B05223 | KAMALUDDINPUR | 205174 | 1KVA | Uniline | Cluster GP-UPS | 172.18.44.86
Package-A | MAHABUBNAGAR | WANAPARTHY | GHANPUR | B05223 | Karne Thanda | 279609 | 1KVA | Uniline | GP-UPS | 172.18.44.54
Package-A | MAHABUBNAGAR | WANAPARTHY | GHANPUR | B05223 | Kothula Kunta Thanda | 279562 | 1KVA | Uniline | GP-UPS | 172.18.44.126
Package-A | MAHABUBNAGAR | WANAPARTHY | GHANPUR | B05223 | MAMIDIMADA | 205176 | 1KVA | Uniline | Cluster GP-UPS | 172.18.44.42
Package-A | MAHABUBNAGAR | WANAPARTHY | GHANPUR | B05223 | MANAJIPET | 205177 | 1KVA | Uniline | Cluster GP-UPS | 172.18.44.102
Package-A | MAHABUBNAGAR | WANAPARTHY | GHANPUR | B05223 | Road Meedi Thanda | 279651 | 1KVA | Uniline | Cluster GP-UPS | 172.18.44.74
Package-A | MAHABUBNAGAR | WANAPARTHY | GHANPUR | B05223 | RUKKANNAPALLY | 205180 | 1KVA | Uniline | GP-UPS | 172.18.44.110
Package-A | MAHABUBNAGAR | WANAPARTHY | GHANPUR | B05223 | SALKALAPUR | 205181 | 1KVA | Uniline | GP-UPS | 172.18.44.38
Package-A | MAHABUBNAGAR | WANAPARTHY | GHANPUR | B05223 | Suraipally | 279627 | 1KVA | Uniline | Cluster GP-UPS | 172.18.44.122
Package-A | MAHABUBNAGAR | WANAPARTHY | GHANPUR | B05223 | THIRUMALAIPALLY | 205184 | 1KVA | FUJI | GP-UPS | 172.18.44.78
Package-A | MAHABUBNAGAR | WANAPARTHY | GHANPUR | B05223 | Veniki Thanda | 279641 | 1KVA | Uniline | Cluster GP-UPS | 172.18.44.50
Package-A | MAHABUBNAGAR | WANAPARTHY | GHANPUR | B05223 | VENKATAMPALLY | 205186 | 1KVA | FUJI | GP-UPS | 172.18.44.70
Package-A | MAHABUBNAGAR | WANAPARTHY | GHANPUR | B05223 | AGARAM | 205168 | 1KVA | Uniline | GP-UPS | 172.18.44.90
Package-A | MAHABUBNAGAR | WANAPARTHY | GHANPUR | B05223 | APPAREDDIPALLY | 205171 | 1KVA | Uniline | Cluster GP-UPS | 172.18.44.34
Package-A | MAHABUBNAGAR | WANAPARTHY | GHANPUR | B05223 | Donthikunta Thanda | 280326 | 1KVA | Uniline | Cluster GP-UPS | 172.18.44.106
Package-A | MAHABUBNAGAR | WANAPARTHY | GHANPUR | B05223 | GHANPUR | 205172 | 1KVA | FUJI | Cluster GP-UPS | 172.18.44.66
Package-A | MAHABUBNAGAR | WANAPARTHY | GHANPUR | B05223 | MALKAPUR | 205175 | 1KVA | Uniline | GP-UPS | 172.18.44.98
Package-A | MAHABUBNAGAR | WANAPARTHY | GHANPUR | B05223 | Malkamiyanpally | 280322 | 1KVA | Uniline | Cluster GP-UPS | 172.18.44.30
Package-A | MAHABUBNAGAR | WANAPARTHY | GHANPUR | B05223 | PARVATHAPUR | 205179 | 1KVA | Uniline | GP-UPS | 172.18.44.46
Package-A | MAHABUBNAGAR | WANAPARTHY | GHANPUR | B05223 | SHAPUR | 205182 | 1KVA | Uniline | GP-UPS | 172.18.44.62
Package-A | MAHABUBNAGAR | WANAPARTHY | GHANPUR | B05223 | SOLIPUR | 205183 | 1KVA | Uniline | Cluster GP-UPS | 172.18.44.114
Package-A | MAHABUBNAGAR | WANAPARTHY | GHANPUR | B05223 | UPPERPALLY | 205185 | 1KVA | Uniline | GP-UPS | 172.18.44.118
Package-A | MAHABUBNAGAR | WANAPARTHY | GOPALPETA | B05225 | Amudalakunta Thanda | 279321 | 1KVA | Uniline | GP-UPS | 172.18.44.250
Package-A | MAHABUBNAGAR | WANAPARTHY | GOPALPETA | B05225 | CHENNUR | 205216 | 1KVA | Uniline | GP-UPS | 172.18.45.10
Package-A | MAHABUBNAGAR | WANAPARTHY | GOPALPETA | B05225 | GOPALPET | 205217 | 1KVA | FUJI | Cluster GP-UPS | 172.18.45.26
Package-A | MAHABUBNAGAR | WANAPARTHY | GOPALPETA | B05225 | Karnamaiah Kunta Thanda | 279324 | 1KVA | Uniline | GP-UPS | 172.18.44.246
Package-A | MAHABUBNAGAR | WANAPARTHY | GOPALPETA | B05225 | Laxmi Thanda | 279305 | 1KVA | FUJI | GP-UPS | 172.18.44.254
Package-A | MAHABUBNAGAR | WANAPARTHY | GOPALPETA | B05225 | MUNNANOOR | 205220 | 1KVA | FUJI | GP-UPS | 172.18.45.18
Package-A | MAHABUBNAGAR | WANAPARTHY | GOPALPETA | B05225 | TADIPARTHY | 205224 | 1KVA | Uniline | GP-UPS | 172.18.45.14
Package-A | MAHABUBNAGAR | WANAPARTHY | GOPALPETA | B05225 | YEDUTLA | 205227 | 1KVA | FUJI | Cluster GP-UPS | 172.18.45.30
Package-A | MAHABUBNAGAR | WANAPARTHY | GOPALPETA | B05225 | BUDDARAM | 205212 | 1KVA | FUJI | Cluster GP-UPS | 172.18.45.2
Package-A | MAHABUBNAGAR | WANAPARTHY | GOPALPETA | B05225 | CHAKALAPALLY | 205213 | 1KVA | FUJI | GP-UPS | 172.18.45.34
Package-A | MAHABUBNAGAR | WANAPARTHY | GOPALPETA | B05225 | JAINTHIRMALAPUR | 205218 | 1KVA | FUJI | GP-UPS | 172.18.45.22
Package-A | MAHABUBNAGAR | WANAPARTHY | GOPALPETA | B05225 | Patigadda Thanda | 279315 | 1KVA | FUJI | GP-UPS | 172.18.45.6
Package-A | MAHABUBNAGAR | WANAPARTHY | GOPALPETA | B05225 | POLKEPAD | 205222 | 1KVA | Uniline | Cluster GP-UPS | 172.18.44.242
Package-A | MAHABUBNAGAR | WANAPARTHY | KOTHAKOTA | B05237 | AMDABAKULA | 205465 | 1KVA | FUJI | Cluster GP-UPS | 172.18.49.210
Package-A | MAHABUBNAGAR | WANAPARTHY | KOTHAKOTA | B05237 | APPARALA | 205466 | 1KVA | FUJI | GP-UPS | 172.18.49.178
Package-A | MAHABUBNAGAR | WANAPARTHY | KOTHAKOTA | B05237 | BHOOTHPUR | 205467 | 1KVA | FUJI | Cluster GP-UPS | 172.18.49.218
Package-A | MAHABUBNAGAR | WANAPARTHY | PEDDAMANDADI | B05255 | Buggapally Thanda | 280436 | 1KVA | Uniline | GP-UPS | 172.18.49.234
Package-A | MAHABUBNAGAR | WANAPARTHY | KOTHAKOTA | B05237 | CHERLAPALLY | 205468 | 1KVA | Uniline | Cluster GP-UPS | 172.18.49.174
Package-A | MAHABUBNAGAR | WANAPARTHY | MADANAPUR | B07280 | Govindahally | 280676 | 1KVA | Uniline | GP-UPS | 172.18.50.2
Package-A | MAHABUBNAGAR | WANAPARTHY | KOTHAKOTA | B05237 | KANAIPALLY | 205470 | 1KVA | Uniline | Cluster GP-UPS | 172.18.49.238
Package-A | MAHABUBNAGAR | WANAPARTHY | KOTHAKOTA | B05237 | KANIMETTA | 205471 | 1KVA | Uniline | GP-UPS | 172.18.49.254
Package-A | MAHABUBNAGAR | WANAPARTHY | KOTHAKOTA | B05237 | MIRASIPALLY | 205475 | 1KVA | FUJI | GP-UPS | 172.18.49.194
Package-A | MAHABUBNAGAR | WANAPARTHY | KOTHAKOTA | B05237 | MUMMALLAPALLY | 205476 | 1KVA | FUJI | Cluster GP-UPS | 172.18.49.206
Package-A | MAHABUBNAGAR | WANAPARTHY | KOTHAKOTA | B05237 | Nacharampeta | 280734 | 1KVA | FUJI | GP-UPS | 172.18.49.202
Package-A | MAHABUBNAGAR | WANAPARTHY | KOTHAKOTA | B05237 | NATAVELLI | 205478 | 1KVA | FUJI | GP-UPS | 172.18.49.190
Package-A | MAHABUBNAGAR | WANAPARTHY | KOTHAKOTA | B05237 | NIRVEN | 205480 | 1KVA | Uniline | GP-UPS | 172.18.49.250
Package-A | MAHABUBNAGAR | WANAPARTHY | KOTHAKOTA | B05237 | PALEM | 205481 | 1KVA | FUJI | Cluster GP-UPS | 172.18.49.246
Package-A | MAHABUBNAGAR | WANAPARTHY | KOTHAKOTA | B05237 | PAMAPUR | 205482 | 1KVA | FUJI | GP-UPS | 172.18.49.186
Package-A | MAHABUBNAGAR | WANAPARTHY | KOTHAKOTA | B05237 | RAMANTHAPUR | 205485 | 1KVA | Uniline | GP-UPS | 172.18.49.242
Package-A | MAHABUBNAGAR | WANAPARTHY | KOTHAKOTA | B05237 | RAMAKRISHNAPUR | 205483 | 1KVA | FUJI | Cluster GP-UPS | 172.18.49.182
Package-A | MAHABUBNAGAR | WANAPARTHY | KOTHAKOTA | B05237 | RAYANPET | 205486 | 1KVA | FUJI | GP-UPS | 172.18.49.222
Package-A | MAHABUBNAGAR | WANAPARTHY | KOTHAKOTA | B05237 | SANKIREDDIPALLY | 205487 | 1KVA | FUJI | GP-UPS | 172.18.49.226
Package-A | MAHABUBNAGAR | WANAPARTHY | KOTHAKOTA | B05237 | Satyahally | 280715 | 1KVA | FUJI | GP-UPS | 172.18.49.214
Package-A | MAHABUBNAGAR | WANAPARTHY | KOTHAKOTA | B05237 | WADDEWATA | 205489 | 1KVA | Uniline | GP-UPS | 172.18.49.170
Package-A | MAHABUBNAGAR | WANAPARTHY | KOTHAKOTA | B05237 | Wiliam konda | 280726 | 1KVA | FUJI | GP-UPS | 172.18.49.198
Package-A | MAHABUBNAGAR | WANAPARTHY | KOTHAKOTA | B05237 | Yedulabai Thanda | 280694 | 1KVA | Uniline | GP-UPS | 172.18.49.230
Package-A | MAHABUBNAGAR | WANAPARTHY | MADANAPUR | B07280 | AJJAKOLE | 205464 | 1KVA | Uniline | GP-UPS | 172.18.50.190
Package-A | MAHABUBNAGAR | WANAPARTHY | MADANAPUR | B07280 | Bhavsing Thanda | 280586 | 1KVA | FUJI | GP-UPS | 172.18.50.138
Package-A | MAHABUBNAGAR | WANAPARTHY | MADANAPUR | B07280 | DANTHANUR | 205469 | 1KVA | Uniline | Cluster GP-UPS | 172.18.50.174
Package-A | MAHABUBNAGAR | WANAPARTHY | MADANAPUR | B07280 | DUPPALLE | 204995 | 1KVA | FUJI | Cluster GP-UPS | 172.18.50.146
Package-A | MAHABUBNAGAR | WANAPARTHY | MADANAPUR | B07280 | Dwarakanagar | 280688 | 1KVA | FUJI | GP-UPS | 172.18.50.154
Package-A | MAHABUBNAGAR | WANAPARTHY | MADANAPUR | B07280 | GOPANPET | 204865 | 1KVA | FUJI | GP-UPS | 172.18.50.134
Package-A | MAHABUBNAGAR | WANAPARTHY | MADANAPUR | B07280 | Karvena | 280592 | 1KVA | FUJI | GP-UPS | 172.18.50.142
Package-A | MAHABUBNAGAR | WANAPARTHY | MADANAPUR | B07280 | KONNUR | 205472 | 1KVA | FUJI | Cluster GP-UPS | 172.18.50.150
Package-A | MAHABUBNAGAR | WANAPARTHY | MADANAPUR | B07280 | Konnur Pedda Thanda | 280681 | 1KVA | FUJI | GP-UPS | 172.18.50.158
Package-A | MAHABUBNAGAR | WANAPARTHY | MADANAPUR | B07280 | Kothapally | 280663 | 1KVA | FUJI | GP-UPS | 172.18.50.130
Package-A | MAHABUBNAGAR | WANAPARTHY | MADANAPUR | B07280 | MADANAPUR | 205474 | 1KVA | FUJI | GP-UPS | 172.18.50.170
Package-A | MAHABUBNAGAR | WANAPARTHY | MADANAPUR | B07280 | NARSINGAPUR | 205477 | 1KVA | FUJI | Cluster GP-UPS | 172.18.50.162
Package-A | MAHABUBNAGAR | WANAPARTHY | MADANAPUR | B07280 | NELIVIDI | 205479 | 1KVA | FUJI | GP-UPS | 172.18.50.166
Package-A | MAHABUBNAGAR | WANAPARTHY | MADANAPUR | B07280 | RAMANPAHAD | 205484 | 1KVA | FUJI | GP-UPS | 172.18.50.186
Package-A | MAHABUBNAGAR | WANAPARTHY | MADANAPUR | B07280 | Shankarampeta | 280672 | 1KVA | Uniline | GP-UPS | 172.18.50.178
Package-A | MAHABUBNAGAR | WANAPARTHY | MADANAPUR | B07280 | THIRUMALAIPALLY | 205488 | 1KVA | FUJI | Cluster GP-UPS | 172.18.50.182
Package-A | MAHABUBNAGAR | WANAPARTHY | PANGAL | B05252 | ANNARAM | 205791 | 1KVA | Uniline | GP-UPS | 172.18.56.186
Package-A | MAHABUBNAGAR | WANAPARTHY | PANGAL | B05252 | Annaram Thanda | 280851 | 1KVA | Uniline | GP-UPS | 172.18.56.182
Package-A | MAHABUBNAGAR | WANAPARTHY | PANGAL | B05252 | Bahadur Gudem | 280844 | 1KVA | Uniline | GP-UPS | 172.18.56.134
Package-A | MAHABUBNAGAR | WANAPARTHY | PANGAL | B05252 | Bandapally | 280845 | 1KVA | Uniline | Cluster GP-UPS | 172.18.56.142
Package-A | MAHABUBNAGAR | WANAPARTHY | PANGAL | B05252 | BUSIREDDYPALLY | 205793 | 1KVA | Uniline | GP-UPS | 172.18.56.150
Package-A | MAHABUBNAGAR | WANAPARTHY | PANGAL | B05252 | CHIKKEPALLY | 205794 | 1KVA | Uniline | GP-UPS | 172.18.56.114
Package-A | MAHABUBNAGAR | WANAPARTHY | PANGAL | B05252 | CHINTHAKUNTA | 205795 | 1KVA | Uniline | GP-UPS | 172.18.56.162
Package-A | MAHABUBNAGAR | WANAPARTHY | PANGAL | B05252 | DAVAJIPALLY | 205796 | 1KVA | Uniline | Cluster GP-UPS | 172.18.56.178
Package-A | MAHABUBNAGAR | WANAPARTHY | PANGAL | B05252 | Dawoodkhanpally | 280852 | 1KVA | Uniline | GP-UPS | 172.18.56.98
Package-A | MAHABUBNAGAR | WANAPARTHY | PANGAL | B05252 | DONDAIPALLY | 205797 | 1KVA | Uniline | GP-UPS | 172.18.56.174
Package-A | MAHABUBNAGAR | WANAPARTHY | PANGAL | B05252 | GOPLAPUR | 205799 | 1KVA | FUJI | Cluster GP-UPS | 172.18.56.190
Package-A | MAHABUBNAGAR | WANAPARTHY | PANGAL | B05252 | JAMMAPOOR | 205800 | 1KVA | Uniline | GP-UPS | 172.18.56.146
Package-A | MAHABUBNAGAR | WANAPARTHY | PANGAL | B05252 | KADIREPAD | 205337 | 1KVA | Uniline | GP-UPS | 172.18.56.110
Package-A | MAHABUBNAGAR | WANAPARTHY | PANGAL | B05252 | KETHEPALLY | 205802 | 1KVA | FUJI | GP-UPS | 172.18.56.126
Package-A | MAHABUBNAGAR | WANAPARTHY | PANGAL | B05252 | Kistapur Thanda | 280849 | 1KVA | Uniline | GP-UPS | 172.18.56.194
Package-A | MAHABUBNAGAR | WANAPARTHY | PANGAL | B05252 | Kothapet | 280781 | 1KVA | FUJI | Cluster GP-UPS | 172.18.56.170
Package-A | MAHABUBNAGAR | WANAPARTHY | PANGAL | B05252 | Madhavaraopally | 280847 | 1KVA | Uniline | GP-UPS | 172.18.56.102
Package-A | MAHABUBNAGAR | WANAPARTHY | PANGAL | B05252 | MALLAIPALLY | 205803 | 1KVA | Uniline | GP-UPS | 172.18.56.166
Package-A | MAHABUBNAGAR | WANAPARTHY | PANGAL | B05252 | MOHAMMADAPUR | 205804 | 1KVA | Uniline | GP-UPS | 172.18.56.158
Package-A | MAHABUBNAGAR | WANAPARTHY | PANGAL | B05252 | Nizamabad | 280850 | 1KVA | Uniline | GP-UPS | 172.18.56.122
Package-A | MAHABUBNAGAR | WANAPARTHY | PANGAL | B05252 | PANGAL | 205805 | 1KVA | Uniline | GP-UPS | 172.18.56.138
Package-A | MAHABUBNAGAR | WANAPARTHY | PANGAL | B05252 | RAYANPALLY | 205807 | 1KVA | Uniline | Cluster GP-UPS | 172.18.56.154
Package-A | MAHABUBNAGAR | WANAPARTHY | PANGAL | B05252 | REMUDDULA | 205808 | 1KVA | Uniline | GP-UPS | 172.18.56.198
Package-A | MAHABUBNAGAR | WANAPARTHY | PANGAL | B05252 | SHAKAPOOR | 205809 | 1KVA | Uniline | Cluster GP-UPS | 172.18.56.106
Package-A | MAHABUBNAGAR | WANAPARTHY | PANGAL | B05252 | Shakhapur Thanda | 280846 | 1KVA | Uniline | Cluster GP-UPS | 172.18.56.118
Package-A | MAHABUBNAGAR | WANAPARTHY | PANGAL | B05252 | VENGALAIPALLY | 205812 | 1KVA | Uniline | Cluster GP-UPS | 172.18.56.130
Package-A | MAHABUBNAGAR | WANAPARTHY | PEBBAIR | B05253 | AYYAVARIPALLY | 205813 | 1KVA | FUJI | Cluster GP-UPS | 172.18.57.10
Package-A | MAHABUBNAGAR | WANAPARTHY | PEBBAIR | B05253 | BUNIYADPUR | 205814 | 1KVA | Uniline | GP-UPS | 172.18.56.230
Package-A | MAHABUBNAGAR | WANAPARTHY | PEBBAIR | B05253 | BURDIPAD | 205815 | 1KVA | Uniline | Cluster GP-UPS | 172.18.56.242
Package-A | MAHABUBNAGAR | WANAPARTHY | PEBBAIR | B05253 | Erladinne | 279330 | 1KVA | Uniline | GP-UPS | 172.18.56.246
Package-A | MAHABUBNAGAR | WANAPARTHY | WEEPANGANDLA | B05263 | GOVARDHANAGIRI | 206012 | 1KVA | FUJI | Cluster GP-UPS | 172.18.57.22
Package-A | MAHABUBNAGAR | WANAPARTHY | PEBBAIR | B05253 | GUMMADAM | 205817 | 1KVA | FUJI | GP-UPS | 172.18.57.14
Package-A | MAHABUBNAGAR | WANAPARTHY | PEBBAIR | B05253 | Gummadam Thanda | 279349 | 1KVA | FUJI | GP-UPS | 172.18.57.26
Package-A | MAHABUBNAGAR | WANAPARTHY | PEBBAIR | B05253 | JANUMPALLY | 205819 | 1KVA | Uniline | GP-UPS | 172.18.56.254
Package-A | MAHABUBNAGAR | WANAPARTHY | PEBBAIR | B05253 | KANCHIRAOPALLY | 205821 | 1KVA | FUJI | GP-UPS | 172.18.56.202
Package-A | MAHABUBNAGAR | WANAPARTHY | PEBBAIR | B05253 | Kanchiraopally Thanda | 279335 | 1KVA | FUJI | GP-UPS | 172.18.56.206
Package-A | MAHABUBNAGAR | WANAPARTHY | PEBBAIR | B05253 | Kotha Sugur | 279548 | 1KVA | Uniline | GP-UPS | 172.18.56.238
Package-A | MAHABUBNAGAR | WANAPARTHY | KOTHAKOTA | B05237 | Natavelly Pedda Thanda | 280728 | 1KVA | FUJI | Cluster GP-UPS | 172.18.56.210
Package-A | MAHABUBNAGAR | WANAPARTHY | PEBBAIR | B05253 | PATHAPALLY | 205823 | 1KVA | FUJI | GP-UPS | 172.18.57.6
Package-A | MAHABUBNAGAR | WANAPARTHY | PEBBAIR | B05253 | PENCHIKALPAD | 205825 | 1KVA | Uniline | GP-UPS | 172.18.56.250
Package-A | MAHABUBNAGAR | WANAPARTHY | PEBBAIR | B05253 | Ramammapeta | 279529 | 1KVA | FUJI | GP-UPS | 172.18.56.222
Package-A | MAHABUBNAGAR | WANAPARTHY | PEBBAIR | B05253 | RAMPUR | 205826 | 1KVA | FUJI | GP-UPS | 172.18.56.226
Package-A | MAHABUBNAGAR | WANAPARTHY | PEBBAIR | B05253 | RANGAPOOR | 205827 | 1KVA | Uniline | Cluster GP-UPS | 172.18.57.2
Package-A | MAHABUBNAGAR | WANAPARTHY | PEBBAIR | B05253 | SHAKAPOOR (Y) | 205829 | 1KVA | FUJI | Cluster GP-UPS | 172.18.56.218
Package-A | MAHABUBNAGAR | WANAPARTHY | PEBBAIR | B05253 | SUGUR | 205831 | 1KVA | Uniline | Cluster GP-UPS | 172.18.56.234
Package-A | MAHABUBNAGAR | WANAPARTHY | PEBBAIR | B05253 | THIPPAIPALLY | 205833 | 1KVA | FUJI | GP-UPS | 172.18.57.18
Package-A | MAHABUBNAGAR | WANAPARTHY | PEBBAIR | B05253 | THOMALAPALLY | 205834 | 1KVA | FUJI | GP-UPS | 172.18.56.214
Package-A | MAHABUBNAGAR | WANAPARTHY | PEBBAIR | B05253 | YAPARLA | 205836 | 1KVA | FUJI | GP-UPS | 172.18.57.30
Package-A | MAHABUBNAGAR | WANAPARTHY | PEDDAMANDADI | B05255 | ALWAL | 205854 | 1KVA | Uniline | GP-UPS | 172.18.57.162
Package-A | MAHABUBNAGAR | WANAPARTHY | PEDDAMANDADI | B05255 | Ammapally | 280329 | 1KVA | FUJI | GP-UPS | 172.18.57.146
Package-A | MAHABUBNAGAR | WANAPARTHY | PEDDAMANDADI | B05255 | Anakaipally Thanda | 280365 | 1KVA | Uniline | GP-UPS | 172.18.57.174
Package-A | MAHABUBNAGAR | WANAPARTHY | PEDDAMANDADI | B05255 | Balijapally | 280425 | 1KVA | Uniline | GP-UPS | 172.18.57.214
Package-A | MAHABUBNAGAR | WANAPARTHY | PEDDAMANDADI | B05255 | Cheekuru Chettu Thanda | 280335 | 1KVA | Uniline | GP-UPS | 172.18.57.198
Package-A | MAHABUBNAGAR | WANAPARTHY | PEDDAMANDADI | B05255 | Chilkatonipally | 280346 | 1KVA | Uniline | GP-UPS | 172.18.57.190
Package-A | MAHABUBNAGAR | WANAPARTHY | PEDDAMANDADI | B05255 | CHINNAMANDADI | 205856 | 1KVA | Uniline | Cluster GP-UPS | 172.18.57.166
Package-A | MAHABUBNAGAR | WANAPARTHY | PEDDAMANDADI | B05255 | DODAGUNTAPALLY | 205858 | 1KVA | Uniline | GP-UPS | 172.18.57.170
Package-A | MAHABUBNAGAR | WANAPARTHY | PEDDAMANDADI | B05255 | GATLAKHANAPUR | 205859 | 1KVA | FUJI | GP-UPS | 172.18.57.150
Package-A | MAHABUBNAGAR | WANAPARTHY | PEDDAMANDADI | B05255 | JAGATHPALLY | 205860 | 1KVA | Uniline | GP-UPS | 172.18.57.186
Package-A | MAHABUBNAGAR | WANAPARTHY | PEDDAMANDADI | B05255 | JANGAMAIPALLY | 205173 | 1KVA | Uniline | GP-UPS | 172.18.57.218
Package-A | MAHABUBNAGAR | WANAPARTHY | PEDDAMANDADI | B05255 | MADDIGATLA | 205862 | 1KVA | FUJI | Cluster GP-UPS | 172.18.57.142
Package-A | MAHABUBNAGAR | WANAPARTHY | PEDDAMANDADI | B05255 | Mangampally | 280328 | 1KVA | FUJI | GP-UPS | 172.18.57.158
Package-A | MAHABUBNAGAR | WANAPARTHY | PEDDAMANDADI | B05255 | MANIGILLA | 205863 | 1KVA | FUJI | Cluster GP-UPS | 172.18.57.182
Package-A | MAHABUBNAGAR | WANAPARTHY | PEDDAMANDADI | B05255 | MOJERLA | 205864 | 1KVA | Uniline | GP-UPS | 172.18.57.138
Package-A | MAHABUBNAGAR | WANAPARTHY | PEDDAMANDADI | B05255 | Mundari Thanda | 280331 | 1KVA | Uniline | GP-UPS | 172.18.57.210
Package-A | MAHABUBNAGAR | WANAPARTHY | PEDDAMANDADI | B05255 | PAMIREDDIPALLY | 205865 | 1KVA | FUJI | Cluster GP-UPS | 172.18.57.206
Package-A | MAHABUBNAGAR | WANAPARTHY | PEDDAMANDADI | B05255 | PEDDAMANDADI | 205866 | 1KVA | FUJI | Cluster GP-UPS | 172.18.57.178
Package-A | MAHABUBNAGAR | WANAPARTHY | PEDDAMANDADI | B05255 | School Thanda | 280359 | 1KVA | FUJI | GP-UPS | 172.18.57.154
Package-A | MAHABUBNAGAR | WANAPARTHY | PEDDAMANDADI | B05255 | VEERAIPALLY | 205868 | 1KVA | Uniline | GP-UPS | 172.18.57.202
Package-A | MAHABUBNAGAR | WANAPARTHY | PEDDAMANDADI | B05255 | VELTOOR | 205869 | 1KVA | Uniline | Cluster GP-UPS | 172.18.57.194
Package-A | MAHABUBNAGAR | WANAPARTHY | GOPALPETA | B05225 | Ananthapur | 279326 | 1KVA | Uniline | Cluster GP-UPS | 172.18.58.186
Package-A | MAHABUBNAGAR | WANAPARTHY | REVALLY | B07278 | BANDARAIPAKULA | 205211 | 1KVA | FUJI | Cluster GP-UPS | 172.18.58.202
Package-A | MAHABUBNAGAR | WANAPARTHY | REVALLY | B07278 | CHEERKAPALLY | 205214 | 1KVA | Uniline | Cluster GP-UPS | 172.18.58.178
Package-A | MAHABUBNAGAR | WANAPARTHY | REVALLY | B07278 | CHENNARAM | 205215 | 1KVA | Uniline | GP-UPS | 172.18.58.170
Package-A | MAHABUBNAGAR | WANAPARTHY | REVALLY | B07278 | Gollapally | 279292 | 1KVA | Uniline | GP-UPS | 172.18.58.174
Package-A | MAHABUBNAGAR | WANAPARTHY | REVALLY | B07278 | Gouridevipally | 279261 | 1KVA | Uniline | GP-UPS | 172.18.58.206
Package-A | MAHABUBNAGAR | WANAPARTHY | REVALLY | B07278 | KESHAMPET | 205219 | 1KVA | Uniline | GP-UPS | 172.18.58.166
Package-A | MAHABUBNAGAR | WANAPARTHY | URKONDA | B07303 | Konkalapally | 279300 | 1KVA | FUJI | GP-UPS | 172.18.58.190
Package-A | MAHABUBNAGAR | WANAPARTHY | REVALLY | B07278 | NAGAPUR | 205221 | 1KVA | Uniline | GP-UPS | 172.18.58.198
Package-A | MAHABUBNAGAR | WANAPARTHY | REVALLY | B07278 | Patha Thanda | 279287 | 1KVA | Uniline | GP-UPS | 172.18.58.162
Package-A | MAHABUBNAGAR | WANAPARTHY | REVALLY | B07278 | REVALLY | 205223 | 1KVA | Uniline | Cluster GP-UPS | 172.18.58.194
Package-A | MAHABUBNAGAR | WANAPARTHY | REVALLY | B07278 | Shanaipally | 279264 | 1KVA | Uniline | GP-UPS | 172.18.58.210
Package-A | MAHABUBNAGAR | WANAPARTHY | REVALLY | B07278 | TALPUNUR | 205225 | 1KVA | Uniline | Cluster GP-UPS | 172.18.58.158
Package-A | MAHABUBNAGAR | WANAPARTHY | GOPALPETA | B05225 | YEDULA | 205226 | 1KVA | Uniline | Cluster GP-UPS | 172.18.58.182
Package-A | MAHABUBNAGAR | WANAPARTHY | SRIRANGAPUR | B07228 | JANAMPET | 205818 | 1KVA | FUJI | GP-UPS | 172.18.58.238
Package-A | MAHABUBNAGAR | WANAPARTHY | SRIRANGAPUR | B07228 | KAMBALAPUR | 205820 | 1KVA | Uniline | Cluster GP-UPS | 172.18.58.222
Package-A | MAHABUBNAGAR | WANAPARTHY | SRIRANGAPUR | B07228 | NAGARALA | 205822 | 1KVA | FUJI | GP-UPS | 172.18.58.214
Package-A | MAHABUBNAGAR | WANAPARTHY | SRIRANGAPUR | B07228 | NAGASANIPALLY | 257965 | 1KVA | FUJI | GP-UPS | 172.18.58.242
Package-A | MAHABUBNAGAR | WANAPARTHY | SRIRANGAPUR | B07228 | SERIPALLY | 205828 | 1KVA | FUJI | GP-UPS | 172.18.58.230
Package-A | MAHABUBNAGAR | WANAPARTHY | SRIRANGAPUR | B07228 | SRIRANGAPUR | 205830 | 1KVA | FUJI | Cluster GP-UPS | 172.18.58.218
Package-A | MAHABUBNAGAR | WANAPARTHY | SRIRANGAPUR | B07228 | THATIPAMULA | 205832 | 1KVA | FUJI | GP-UPS | 172.18.58.226
Package-A | MAHABUBNAGAR | WANAPARTHY | SRIRANGAPUR | B07228 | VENKATAPUR | 205835 | 1KVA | FUJI | Cluster GP-UPS | 172.18.58.234
Package-A | MAHABUBNAGAR | WANAPARTHY | WEEPANGANDLA | B05263 | BOLLARAM | 205792 | 1KVA | FUJI | Cluster GP-UPS | 172.18.63.6
Package-A | MAHABUBNAGAR | WANAPARTHY | WEEPANGANDLA | B05263 | GOPALDINNE | 205798 | 1KVA | Uniline | GP-UPS | 172.18.63.42
Package-A | MAHABUBNAGAR | WANAPARTHY | WEEPANGANDLA | B05263 | KALWARALA | 205801 | 1KVA | FUJI | Cluster GP-UPS | 172.18.63.30
Package-A | MAHABUBNAGAR | WANAPARTHY | WEEPANGANDLA | B05263 | Korlakunta | 280739 | 1KVA | Uniline | GP-UPS | 172.18.63.2
Package-A | MAHABUBNAGAR | WANAPARTHY | WEEPANGANDLA | B05263 | Nagarlabanda Thanda | 280742 | 1KVA | Uniline | GP-UPS | 172.18.63.18
Package-A | MAHABUBNAGAR | WANAPARTHY | WEEPANGANDLA | B05263 | PULGERCHERLA | 205806 | 1KVA | Uniline | GP-UPS | 172.18.63.34
Package-A | MAHABUBNAGAR | WANAPARTHY | WEEPANGANDLA | B05263 | Rangavaram | 280749 | 1KVA | Uniline | GP-UPS | 172.18.63.38
Package-A | MAHABUBNAGAR | WANAPARTHY | WEEPANGANDLA | B05263 | SAMPATHRAOPALLY | 206021 | 1KVA | Uniline | GP-UPS | 172.18.63.14
Package-A | MAHABUBNAGAR | WANAPARTHY | WEEPANGANDLA | B05263 | SANGINENIPALLY | 206022 | 1KVA | Uniline | GP-UPS | 172.18.63.22
Package-A | MAHABUBNAGAR | WANAPARTHY | PANGAL | B05252 | TELLARALLAPALLY | 205810 | 1KVA | Uniline | GP-UPS | 172.18.62.250
Package-A | MAHABUBNAGAR | WANAPARTHY | PANGAL | B05252 | Tellarallapally thanda | 280848 | 1KVA | Uniline | GP-UPS | 172.18.62.254
Package-A | MAHABUBNAGAR | WANAPARTHY | WEEPANGANDLA | B05263 | THOOMUKUNTA | 206023 | 1KVA | Uniline | Cluster GP-UPS | 172.18.63.10
Package-A | MAHABUBNAGAR | WANAPARTHY | WEEPANGANDLA | B05263 | VALLABHAPUR | 205811 | 1KVA | Uniline | Cluster GP-UPS | 172.18.62.246
Package-A | MAHABUBNAGAR | WANAPARTHY | WEEPANGANDLA | B05263 | Vallabhapur Thanda | 289477 | 1KVA | Uniline | GP-UPS | 172.18.62.242
Package-A | MAHABUBNAGAR | WANAPARTHY | WEEPANGANDLA | B05263 | WEEPANAGANDLA | 206026 | 1KVA | FUJI | Cluster GP-UPS | 172.18.63.26
Package-A | MAHABUBNAGAR | WANAPARTHY | WANAPARTHY | B05266 | ACHUTHAPUR | 206063 | 1KVA | Uniline | Cluster GP-UPS | 172.18.62.214
Package-A | MAHABUBNAGAR | WANAPARTHY | WANAPARTHY | B05266 | Anjanagiri | 279218 | 1KVA | Uniline | GP-UPS | 172.18.62.162
Package-A | MAHABUBNAGAR | WANAPARTHY | WANAPARTHY | B05266 | ANKOOR | 206064 | 1KVA | Uniline | GP-UPS | 172.18.62.234
Package-A | MAHABUBNAGAR | WANAPARTHY | WANAPARTHY | B05266 | APPAIPALLY | 206065 | 1KVA | Uniline | Cluster GP-UPS | 172.18.62.138
Package-A | MAHABUBNAGAR | WANAPARTHY | WANAPARTHY | B05266 | CHANDAPUR | 206066 | 1KVA | FUJI | GP-UPS | 172.18.62.170
Package-A | MAHABUBNAGAR | WANAPARTHY | WANAPARTHY | B05266 | CHIMANGUNTAPALLY | 206067 | 1KVA | Uniline | GP-UPS | 172.18.62.230
Package-A | MAHABUBNAGAR | WANAPARTHY | WANAPARTHY | B05266 | CHITYALA | 206068 | 1KVA | FUJI | Cluster GP-UPS | 172.18.62.222
Package-A | MAHABUBNAGAR | WANAPARTHY | WANAPARTHY | B05266 | DATTAIPALLY | 206069 | 1KVA | Uniline | Cluster GP-UPS | 172.18.62.166
Package-A | MAHABUBNAGAR | WANAPARTHY | WANAPARTHY | B05266 | Guntha Thanda | 279204 | 1KVA | Uniline | GP-UPS | 172.18.62.142
Package-A | MAHABUBNAGAR | WANAPARTHY | WANAPARTHY | B05266 | KADUKUNTLA | 206070 | 1KVA | FUJI | GP-UPS | 172.18.62.198
Package-A | MAHABUBNAGAR | WANAPARTHY | WANAPARTHY | B05266 | Kandriya Thanda | 279213 | 1KVA | Uniline | GP-UPS | 172.18.62.150
Package-A | MAHABUBNAGAR | WANAPARTHY | WANAPARTHY | B05266 | Keerya Thanda | 279205 | 1KVA | Uniline | GP-UPS | 172.18.62.146
Package-A | MAHABUBNAGAR | WANAPARTHY | WANAPARTHY | B05266 | KHASIMNAGAR | 206071 | 1KVA | Uniline | Cluster GP-UPS | 172.18.62.158
Package-A | MAHABUBNAGAR | WANAPARTHY | WANAPARTHY | B05266 | KISTAGIRI | 206072 | 1KVA | FUJI | GP-UPS | 172.18.62.186
Package-A | MAHABUBNAGAR | WANAPARTHY | WANAPARTHY | B05266 | MENTAPALLY | 206073 | 1KVA | Uniline | GP-UPS | 172.18.62.202
Package-A | MAHABUBNAGAR | WANAPARTHY | WANAPARTHY | B05266 | NACHAHALLY | 206074 | 1KVA | FUJI | GP-UPS | 172.18.62.182
Package-A | MAHABUBNAGAR | WANAPARTHY | WANAPARTHY | B05266 | Nagamma Thanda | 279211 | 1KVA | Uniline | GP-UPS | 172.18.62.154
Package-A | MAHABUBNAGAR | WANAPARTHY | WANAPARTHY | B05266 | Padamati Thanda | 279196 | 1KVA | Uniline | GP-UPS | 172.18.62.218
Package-A | MAHABUBNAGAR | WANAPARTHY | WANAPARTHY | B05266 | PEDDAGUDEM | 206075 | 1KVA | Uniline | GP-UPS | 172.18.62.194
Package-A | MAHABUBNAGAR | WANAPARTHY | WANAPARTHY | B05266 | PEDDAGUDEM THANDA | 244064 | 1KVA | FUJI | Cluster GP-UPS | 172.18.62.190
Package-A | MAHABUBNAGAR | WANAPARTHY | WANAPARTHY | B05266 | Pedda Thanda D | 280408 | 1KVA | FUJI | GP-UPS | 172.18.62.174
Package-A | MAHABUBNAGAR | WANAPARTHY | WANAPARTHY | B05266 | Pedda Thanda R | 279240 | 1KVA | Uniline | GP-UPS | 172.18.62.210
Package-A | MAHABUBNAGAR | WANAPARTHY | WANAPARTHY | B05266 | RAJAPET | 206077 | 1KVA | Uniline | Cluster GP-UPS | 172.18.62.206
Package-A | MAHABUBNAGAR | WANAPARTHY | WANAPARTHY | B05266 | SAVAIGUDEM | 206078 | 1KVA | FUJI | Cluster GP-UPS | 172.18.62.178
Package-A | MAHABUBNAGAR | WANAPARTHY | WANAPARTHY | B05266 | Thurupu Thanda | 279200 | 1KVA | Uniline | GP-UPS | 172.18.62.226
Package-A | MAHABUBNAGAR | WANAPARTHY | WANAPARTHY | B05266 | Venkatapur | 279191 | 1KVA | Uniline | Cluster GP-UPS | 172.18.62.238
Package-A | MAHABUBNAGAR | MAHABUBNAGAR | CHINNACHINTAKUNTA | B05215 | Allipur | 204988 | 1KVA | Uniline | GP-UPS | 172.18.88.70
Package-A | MEDAK | SIDDIPET | AKKANNAPET | B07332 | AKKANNAPET | 201217 | 1KVA | FUJI | Cluster GP-UPS | 172.18.63.46
Package-A | MEDAK | SIDDIPET | AKKANNAPET | B07332 | ANTHAKPET | 201218 | 1KVA | FUJI | Cluster GP-UPS | 172.18.63.54
Package-A | MEDAK | SIDDIPET | AKKANNAPET | B07332 | CHAPAGANITHANDA | 200962 | 1KVA | FUJI | GP-UPS | 172.18.63.82
Package-A | MEDAK | SIDDIPET | AKKANNAPET | B07332 | CHOUTAPALLY | 201220 | 1KVA | FUJI | GP-UPS | 172.18.63.58
Package-A | MEDAK | SIDDIPET | AKKANNAPET | B07332 | GANDIPALLI | 201223 | 1KVA | Uniline | GP-UPS | 172.18.63.106
Package-A | MEDAK | SIDDIPET | AKKANNAPET | B07332 | Gollakunta | 289458 | 1KVA | FUJI | GP-UPS | 172.18.63.50
Package-A | MEDAK | SIDDIPET | AKKANNAPET | B07332 | GOVARDHANAGIRI | 201225 | 1KVA | FUJI | Cluster GP-UPS | 172.18.63.142
Package-A | MEDAK | SIDDIPET | AKKANNAPET | B07332 | Gubbadi | 289460 | 1KVA | Uniline | GP-UPS | 172.18.63.90
Package-A | MEDAK | SIDDIPET | AKKANNAPET | B07332 | Kapoornayak Thanda | 289461 | 1KVA | Uniline | GP-UPS | 172.18.63.122
Package-A | MEDAK | SIDDIPET | AKKANNAPET | B07332 | KATKUR | 200967 | 1KVA | FUJI | Cluster GP-UPS | 172.18.63.74
Package-A | MEDAK | SIDDIPET | AKKANNAPET | B07332 | KUNDANIVANIPALLI | 201231 | 1KVA | Uniline | GP-UPS | 172.18.63.102
Package-A | MEDAK | SIDDIPET | AKKANNAPET | B07332 | Maisammavagu Thanda | 289463 | 1KVA | Uniline | GP-UPS | 172.18.63.98
Package-A | MEDAK | SIDDIPET | AKKANNAPET | B07332 | Manchineella Banda | 289465 | 1KVA | FUJI | GP-UPS | 172.18.63.170
Package-A | MEDAK | SIDDIPET | AKKANNAPET | B07332 | Masireddy Thanda | 289466 | 1KVA | FUJI | GP-UPS | 172.18.63.154
Package-A | MEDAK | SIDDIPET | AKKANNAPET | B07332 | Panthulu Thanda | 289467 | 1KVA | FUJI | GP-UPS | 172.18.63.86
Package-A | MEDAK | SIDDIPET | AKKANNAPET | B07332 | Pedda Thanda | 289468 | 1KVA | FUJI | GP-UPS | 172.18.63.70
Package-A | MEDAK | SIDDIPET | AKKANNAPET | B07332 | REGONDA | 201245 | 1KVA | FUJI | GP-UPS | 172.18.63.146
Package-A | MEDAK | SIDDIPET | AKKANNAPET | B07332 | Bodigepalli | 289457 | 1KVA | FUJI | GP-UPS | 172.18.63.138
Package-A | MEDAK | SIDDIPET | AKKANNAPET | B07332 | DHRMARAM | 201221 | 1KVA | Uniline | Cluster GP-UPS | 172.18.63.158
Package-A | MEDAK | SIDDIPET | AKKANNAPET | B07332 | Dubba Thanda | 289454 | 1KVA | FUJI | GP-UPS | 172.18.63.78
Package-A | MEDAK | SIDDIPET | AKKANNAPET | B07332 | Gollapalli | 289459 | 1KVA | FUJI | GP-UPS | 172.18.63.162
Package-A | MEDAK | SIDDIPET | AKKANNAPET | B07332 | GOURAVELLI | 201224 | 1KVA | FUJI | GP-UPS | 172.18.63.130
Package-A | MEDAK | SIDDIPET | AKKANNAPET | B07332 | GUDATIPALLI | 201226 | 1KVA | Uniline | GP-UPS | 172.18.63.126
Package-A | MEDAK | SIDDIPET | AKKANNAPET | B07332 | JANAGAN | 201227 | 1KVA | FUJI | Cluster GP-UPS | 172.18.63.134
Package-A | MEDAK | SIDDIPET | AKKANNAPET | B07332 | KESHVAPOOR | 201229 | 1KVA | FUJI | Cluster GP-UPS | 172.18.63.166
Package-A | MEDAK | SIDDIPET | AKKANNAPET | B07332 | Keshnayak Thanda | 289462 | 1KVA | Uniline | Cluster GP-UPS | 172.18.63.94
Package-A | MEDAK | SIDDIPET | AKKANNAPET | B07332 | MALLAMPALLI | 201235 | 1KVA | FUJI | Cluster GP-UPS | 172.18.63.62
Package-A | MEDAK | SIDDIPET | AKKANNAPET | B07332 | Mallicheruvu Thanda | 289464 | 1KVA | FUJI | GP-UPS | 172.18.63.150
Package-A | MEDAK | SIDDIPET | AKKANNAPET | B07332 | MOTHKULAPALLI | 201237 | 1KVA | FUJI | GP-UPS | 172.18.63.66
Package-A | MEDAK | SIDDIPET | AKKANNAPET | B07332 | NANDARAM | 201239 | 1KVA | Uniline | GP-UPS | 172.18.63.118
Package-A | MEDAK | SIDDIPET | AKKANNAPET | B07332 | POTHATRAM (J) | 201242 | 1KVA | Uniline | Cluster GP-UPS | 172.18.63.114
Package-A | MEDAK | SIDDIPET | AKKANNAPET | B07332 | RAMAVARAM | 201244 | 1KVA | Uniline | Cluster GP-UPS | 172.18.63.110
Package-A | MEDAK | SIDDIPET | BEJJANKI | B04996 | BEJJANKI CROSSING | 280831 | 1KVA | FUJI | GP-UPS | 172.18.64.158
Package-A | MEDAK | SIDDIPET | BEJJANKI | B04996 | BEJJANKI | 200932 | 1KVA | FUJI | Cluster GP-UPS | 172.18.64.114
Package-A | MEDAK | SIDDIPET | BEJJANKI | B04996 | DACHARAM | 200936 | 1KVA | Uniline | Cluster GP-UPS | 172.18.64.150
Package-A | MEDAK | SIDDIPET | BEJJANKI | B04996 | GUDEM | 200941 | 1KVA | Uniline | GP-UPS | 172.18.64.122
Package-A | MEDAK | SIDDIPET | BEJJANKI | B04996 | LAXMIPOOR | 200949 | 1KVA | Uniline | GP-UPS | 172.18.64.138
Package-A | MEDAK | SIDDIPET | BEJJANKI | B04996 | MUTHANNAPETA | 200951 | 1KVA | FUJI | GP-UPS | 172.18.64.154
Package-A | MEDAK | SIDDIPET | BEJJANKI | B04996 | Perukabanda | 289455 | 1KVA | Uniline | GP-UPS | 172.18.64.186
Package-A | MEDAK | SIDDIPET | BEJJANKI | B04996 | POTHARAM | 200955 | 1KVA | FUJI | GP-UPS | 172.18.64.166
Package-A | MEDAK | SIDDIPET | BEJJANKI | B04996 | THALARIVANIPALLY | 280829 | 1KVA | Uniline | Cluster GP-UPS | 172.18.64.134
Package-A | MEDAK | SIDDIPET | BEJJANKI | B04996 | THOTAPALLI | 200957 | 1KVA | Uniline | GP-UPS | 172.18.64.146
Package-A | MEDAK | SIDDIPET | BEJJANKI | B04996 | BEGUMPET | 200931 | 1KVA | Uniline | Cluster GP-UPS | 172.18.64.126
Package-A | MEDAK | SIDDIPET | BEJJANKI | B04996 | CHEELAPOOR | 200933 | 1KVA | FUJI | Cluster GP-UPS | 172.18.64.178
Package-A | MEDAK | SIDDIPET | BEJJANKI | B04996 | Cheelapurpally ( Erravelliwada) | 289453 | 1KVA | FUJI | GP-UPS | 172.18.64.182
Package-A | MEDAK | SIDDIPET | BEJJANKI | B04996 | GUNDARAM | 201135 | 1KVA | FUJI | Cluster GP-UPS | 172.18.64.190
Package-A | MEDAK | SIDDIPET | BEJJANKI | B04996 | KALLEPALLY | 200947 | 1KVA | Uniline | GP-UPS | 172.18.64.118
Package-A | MEDAK | SIDDIPET | BEJJANKI | B04996 | NARSIMHULAPALLY | 280832 | 1KVA | FUJI | GP-UPS | 172.18.64.162
Package-A | MEDAK | SIDDIPET | BEJJANKI | B04996 | REGULAPALLI | 200956 | 1KVA | Uniline | Cluster GP-UPS | 172.18.64.170
Package-A | MEDAK | SIDDIPET | KOHEDA | B05022 | SHANIGARAM | 201489 | 1KVA | Uniline | GP-UPS | 172.18.64.174
Package-A | MEDAK | SIDDIPET | BEJJANKI | B04996 | VADLUR | 200958 | 1KVA | Uniline | GP-UPS | 172.18.64.130
Package-A | MEDAK | SIDDIPET | BEJJANKI | B04996 | VEERAPUR | 200959 | 1KVA | FUJI | Cluster GP-UPS | 172.18.64.142
Package-A | MEDAK | SIDDIPET | CHERIYAL | B05661 | DOMMATA | 213345 | 1KVA | Uniline | GP-UPS | 172.18.65.74
Package-A | MEDAK | SIDDIPET | CHERIYAL | B05661 | GURIJAKUNTA | 213347 | 1KVA | Uniline | GP-UPS | 172.18.65.70
Package-A | MEDAK | SIDDIPET | CHERIYAL | B05661 | Kasha Gudiselu | 279729 | 1KVA | Uniline | GP-UPS | 172.18.65.86
Package-A | MEDAK | SIDDIPET | CHERIYAL | B05661 | RAMPOOR | 213358 | 1KVA | Uniline | GP-UPS | 172.18.65.90
Package-A | MEDAK | SIDDIPET | CHERIYAL | B05661 | VECHARENI | 213362 | 1KVA | Uniline | Cluster GP-UPS | 172.18.65.66
Package-A | MEDAK | SIDDIPET | CHERIYAL | B05661 | AKUNOOR | 213340 | 1KVA | Uniline | Cluster GP-UPS | 172.18.65.82
Package-A | MEDAK | SIDDIPET | CHERIYAL | B05661 | Kotta Dhommata | 279725 | 1KVA | Uniline | Cluster GP-UPS | 172.18.65.78
Package-A | MEDAK | SIDDIPET | MADDUR | B05682 | NARASAIPALLE | 213765 | 1KVA | Uniline | Cluster GP-UPS | 172.18.65.94
Package-A | MEDAK | SIDDIPET | CHINNAKODUR | B05270 | ALLIPUR | 206149 | 1KVA | FUJI | GP-UPS | 172.18.65.210
Package-A | MEDAK | SIDDIPET | CHINNAKODUR | B05270 | ANANTHASAGAR | 206150 | 1KVA | FUJI | GP-UPS | 172.18.65.254
Package-A | MEDAK | SIDDIPET | CHINNAKODUR | B05270 | CHANDLAPUR | 206152 | 1KVA | Uniline | Cluster GP-UPS | 172.18.65.182
Package-A | MEDAK | SIDDIPET | CHINNAKODUR | B05270 | CHINNAKODUR | 206154 | 1KVA | FUJI | Cluster GP-UPS | 172.18.65.174
Package-A | MEDAK | SIDDIPET | CHINNAKODUR | B05270 | CHOWDARAM | 206155 | 1KVA | FUJI | Cluster GP-UPS | 172.18.66.10
Package-A | MEDAK | SIDDIPET | CHINNAKODUR | B05270 | GONEPALLE | 206157 | 1KVA | Uniline | Cluster GP-UPS | 172.18.65.230
Package-A | MEDAK | SIDDIPET | CHINNAKODUR | B05270 | IBRAHIMNAGAR | 206160 | 1KVA | FUJI | Cluster GP-UPS | 172.18.66.2
Package-A | MEDAK | SIDDIPET | CHINNAKODUR | B05270 | KASTURIPALLY | 206162 | 1KVA | Uniline | GP-UPS | 172.18.65.238
Package-A | MEDAK | SIDDIPET | CHINNAKODUR | B05270 | MAILARAM | 206165 | 1KVA | Uniline | Cluster GP-UPS | 172.18.65.218
Package-A | MEDAK | SIDDIPET | CHINNAKODUR | B05270 | MEDIPALLE | 206170 | 1KVA | FUJI | GP-UPS | 172.18.66.6
Package-A | MEDAK | SIDDIPET | CHINNAKODUR | B05270 | METPALLY | 257939 | 1KVA | Uniline | Cluster GP-UPS | 172.18.66.14
Package-A | MEDAK | SIDDIPET | CHINNAKODUR | B05270 | OBLAPUR | 206614 | 1KVA | Uniline | GP-UPS | 172.18.65.234
Package-A | MEDAK | SIDDIPET | CHINNAKODUR | B05270 | RAMUNI PATLA | 206173 | 1KVA | Uniline | Cluster GP-UPS | 172.18.65.226
Package-A | MEDAK | SIDDIPET | CHINNAKODUR | B05270 | Rangaipally | 278930 | 1KVA | Uniline | GP-UPS | 172.18.65.198
Package-A | MEDAK | SIDDIPET | CHINNAKODUR | B05270 | VITTALPUR | 206174 | 1KVA | Uniline | Cluster GP-UPS | 172.18.65.194
Package-A | MEDAK | SIDDIPET | CHINNAKODUR | B05270 | Yellaipally | 278928 | 1KVA | FUJI | Cluster GP-UPS | 172.18.65.206
Package-A | MEDAK | SIDDIPET | CHINNAKODUR | B05270 | CHELKALAPALLY | 206151 | 1KVA | FUJI | GP-UPS | 172.18.65.202
Package-A | MEDAK | SIDDIPET | CHINNAKODUR | B05270 | CHERLANKIREDDIPALLE | 206153 | 1KVA | FUJI | GP-UPS | 172.18.65.250
Package-A | MEDAK | SIDDIPET | CHINNAKODUR | B05270 | GANGAPUR | 206156 | 1KVA | Uniline | GP-UPS | 172.18.65.190
Package-A | MEDAK | SIDDIPET | CHINNAKODUR | B05270 | KISTAPUR | 206163 | 1KVA | FUJI | GP-UPS | 172.18.65.214
Package-A | MEDAK | SIDDIPET | CHINNAKODUR | B05270 | MACHAPUR | 206164 | 1KVA | Uniline | GP-UPS | 172.18.65.178
Package-A | MEDAK | SIDDIPET | CHINNAKODUR | B05270 | Mallaram | 278932 | 1KVA | FUJI | Cluster GP-UPS | 172.18.65.246
Package-A | MEDAK | SIDDIPET | CHINNAKODUR | B05270 | PEDDAKODUR | 206171 | 1KVA | Uniline | GP-UPS | 172.18.65.222
Package-A | MEDAK | SIDDIPET | CHINNAKODUR | B05270 | RAMANCHA | 206172 | 1KVA | FUJI | Cluster GP-UPS | 172.18.65.186
Package-A | MEDAK | SIDDIPET | CHINNAKODUR | B05270 | SIKINDLAPUR | 206166 | 1KVA | FUJI | Cluster GP-UPS | 172.18.65.242
Package-A | MEDAK | SIDDIPET | DOULTABAD | B05271 | DOMMAT | 206180 | 1KVA | FUJI | Cluster GP-UPS | 172.18.66.82
Package-A | MEDAK | SIDDIPET | DOULTABAD | B05271 | DOULTABAD | 206181 | 1KVA | Uniline | Cluster GP-UPS | 172.18.66.18
Package-A | MEDAK | SIDDIPET | DOULTABAD | B05271 | GODUGUPALLE | 206182 | 1KVA | Uniline | GP-UPS | 172.18.66.26
Package-A | MEDAK | SIDDIPET | DOULTABAD | B05271 | GOVINDAPUR | 206130 | 1KVA | Uniline | Cluster GP-UPS | 172.18.66.70
Package-A | MEDAK | SIDDIPET | DOULTABAD | B05271 | Guvvalegi | 278926 | 1KVA | Uniline | GP-UPS | 172.18.66.74
Package-A | MEDAK | SIDDIPET | DOULTABAD | B05271 | Konaipally | 278924 | 1KVA | Uniline | GP-UPS | 172.18.66.66
Package-A | MEDAK | SIDDIPET | DOULTABAD | B05271 | LINGAIPALLY | 257940 | 1KVA | Uniline | Cluster GP-UPS | 172.18.66.102
Package-A | MEDAK | SIDDIPET | DOULTABAD | B05271 | MACHANPALLE | 206188 | 1KVA | Uniline | GP-UPS | 172.18.66.106
Package-A | MEDAK | SIDDIPET | DOULTABAD | B05271 | Malleshampally | 278936 | 1KVA | Uniline | GP-UPS | 172.18.66.54
Package-A | MEDAK | SIDDIPET | DOULTABAD | B05271 | MUTHAYAMPET | 257911 | 1KVA | FUJI | GP-UPS | 172.18.66.90
Package-A | MEDAK | SIDDIPET | DOULTABAD | B05271 | NARSAMPALLY | 257941 | 1KVA | Uniline | Cluster GP-UPS | 172.18.66.30
Package-A | MEDAK | SIDDIPET | DOULTABAD | B05271 | SURAMPALLE | 206196 | 1KVA | FUJI | GP-UPS | 172.18.66.94
Package-A | MEDAK | SIDDIPET | DOULTABAD | B05271 | TIRUMALAPUR | 206198 | 1KVA | FUJI | GP-UPS | 172.18.66.42
Package-A | MEDAK | SIDDIPET | DOULTABAD | B05271 | UPPERPALLE | 206146 | 1KVA | FUJI | GP-UPS | 172.18.66.78
Package-A | MEDAK | SIDDIPET | DOULTABAD | B05271 | AHMEDNAGAR | 257914 | 1KVA | FUJI | Cluster GP-UPS | 172.18.66.46
Package-A | MEDAK | SIDDIPET | DOULTABAD | B05271 | DEEPAYAMPALLY | 257910 | 1KVA | Uniline | GP-UPS | 172.18.66.22
Package-A | MEDAK | SIDDIPET | DOULTABAD | B05271 | GAJULAPALLY | 243414 | 1KVA | Uniline | GP-UPS | 172.18.66.86
Package-A | MEDAK | SIDDIPET | DOULTABAD | B05271 | INDUPRIYAL | 206184 | 1KVA | Uniline | Cluster GP-UPS | 172.18.66.34
Package-A | MEDAK | SIDDIPET | DOULTABAD | B05271 | KONAPUR | 257942 | 1KVA | Uniline | GP-UPS | 172.18.66.58
Package-A | MEDAK | SIDDIPET | DOULTABAD | B05271 | LINGARAJPALLE | 206186 | 1KVA | FUJI | GP-UPS | 172.18.66.98
Package-A | MEDAK | SIDDIPET | DOULTABAD | B05271 | MOHAMADSHAPUR | 206190 | 1KVA | Uniline | GP-UPS | 172.18.66.38
Package-A | MEDAK | SIDDIPET | DOULTABAD | B05271 | MUBARASPUR | 206191 | 1KVA | FUJI | GP-UPS | 172.18.66.50
Package-A | MEDAK | SIDDIPET | DOULTABAD | B05271 | SERIPALLIBANDARAM | 206195 | 1KVA | Uniline | GP-UPS | 172.18.66.62
Package-A | MEDAK | SIDDIPET | DUBBAK | B05272 | APPANPALLE | 206202 | 1KVA | Uniline | GP-UPS | 172.18.66.174
Package-A | MEDAK | SIDDIPET | DUBBAK | B05272 | AREPALLE | 206203 | 1KVA | Uniline | GP-UPS | 172.18.66.122
Package-A | MEDAK | SIDDIPET | DUBBAK | B05272 | BOPPAPUR | 206205 | 1KVA | Uniline | GP-UPS | 172.18.66.190
Package-A | MEDAK | SIDDIPET | DUBBAK | B05272 | CHEEKODE | 206206 | 1KVA | Uniline | Cluster GP-UPS | 172.18.66.118
Package-A | MEDAK | SIDDIPET | SIDDIPET RURAL | B05306 | CHINTAMADAKA | 206947 | 1KVA | Uniline | Cluster GP-UPS | 172.18.66.166
Package-A | MEDAK | SIDDIPET | DUBBAK | B05272 | ENAGURTHI | 206215 | 1KVA | Uniline | Cluster GP-UPS | 172.18.66.194
Package-A | MEDAK | SIDDIPET | DUBBAK | B05272 | GAMBHEERPUR | 206216 | 1KVA | Uniline | GP-UPS | 172.18.66.130
Package-A | MEDAK | SIDDIPET | DUBBAK | B05272 | GOSANPALLI | 206217 | 1KVA | Uniline | GP-UPS | 172.18.66.142
Package-A | MEDAK | SIDDIPET | DUBBAK | B05272 | HABSHIPUR | 206218 | 1KVA | Uniline | GP-UPS | 172.18.66.182
Package-A | MEDAK | SIDDIPET | DUBBAK | B05272 | HASANMIRAPUR | 206219 | 1KVA | Uniline | GP-UPS | 172.18.66.170
Package-A | MEDAK | SIDDIPET | DUBBAK | B05272 | NAGARAM | 257916 | 1KVA | Uniline | GP-UPS | 172.18.66.198
Package-A | MEDAK | SIDDIPET | DUBBAK | B05272 | Padmashali Gadda | 279004 | 1KVA | Uniline | GP-UPS | 172.18.66.162
Package-A | MEDAK | SIDDIPET | DUBBAK | B05272 | POTHAREDDIPET | 206226 | 1KVA | Uniline | Cluster GP-UPS | 172.18.66.202
Package-A | MEDAK | SIDDIPET | DUBBAK | B05272 | POTHARAM | 206225 | 1KVA | Uniline | Cluster GP-UPS | 172.18.66.126
Package-A | MEDAK | SIDDIPET | DUBBAK | B05272 | RAGHOTTAMPALLI | 206227 | 1KVA | FUJI | GP-UPS | 172.18.66.146
Package-A | MEDAK | SIDDIPET | DUBBAK | B05272 | RAMESHAMPALLI | 206230 | 1KVA | Uniline | Cluster GP-UPS | 172.18.66.214
Package-A | MEDAK | SIDDIPET | DUBBAK | B05272 | SHILAJINAGAR | 206231 | 1KVA | Uniline | GP-UPS | 172.18.66.134
Package-A | MEDAK | SIDDIPET | DUBBAK | B05272 | Venkatagiri Thanda | 279119 | 1KVA | Uniline | GP-UPS | 172.18.66.138
Package-A | MEDAK | SIDDIPET | DUBBAK | B05272 | ACHUMAIPALLY | 257915 | 1KVA | Uniline | GP-UPS | 172.18.66.114
Package-A | MEDAK | SIDDIPET | DUBBAK | B05272 | AKARAM | 206201 | 1KVA | Uniline | GP-UPS | 172.18.66.186
Package-A | MEDAK | SIDDIPET | DUBBAK | B05272 | BALWANTHAPUR | 206204 | 1KVA | Uniline | Cluster GP-UPS | 172.18.66.158
Package-A | MEDAK | SIDDIPET | DUBBAK | B05272 | CHINNA NIZAMPET | 206209 | 1KVA | Uniline | GP-UPS | 172.18.66.210
Package-A | MEDAK | SIDDIPET | DUBBAK | B05272 | CHOWDARPALLE | 206211 | 1KVA | Uniline | Cluster GP-UPS | 172.18.66.222
Package-A | MEDAK | SIDDIPET | DUBBAK | B05272 | KAMMARPALLE | 206220 | 1KVA | Uniline | GP-UPS | 172.18.66.110
Package-A | MEDAK | SIDDIPET | MIRDODDI | B05287 | Kudavelli | 279222 | 1KVA | Uniline | GP-UPS | 172.18.66.218
Package-A | MEDAK | SIDDIPET | DUBBAK | B05272 | PEDDAGUNDAVELLY | 206224 | 1KVA | FUJI | Cluster GP-UPS | 172.18.66.178
Package-A | MEDAK | SIDDIPET | DUBBAK | B05272 | RAJAKKAPET | 206228 | 1KVA | Uniline | GP-UPS | 172.18.66.154
Package-A | MEDAK | SIDDIPET | DUBBAK | B05272 | RAMAKKAPET | 206229 | 1KVA | Uniline | Cluster GP-UPS | 172.18.66.150
Package-A | MEDAK | SIDDIPET | DUBBAK | B05272 | TALLAPALLY | 257913 | 1KVA | Uniline | GP-UPS | 172.18.66.206
Package-A | MEDAK | SIDDIPET | GAJWEL | B05273 | AHMEDIPUR | 206233 | 1KVA | Uniline | Cluster GP-UPS | 172.18.66.250
Package-A | MEDAK | SIDDIPET | GAJWEL | B05273 | AKKARAM | 206234 | 1KVA | Uniline | GP-UPS | 172.18.67.18
Package-A | MEDAK | SIDDIPET | GAJWEL | B05273 | BANGLA VENKATAPUR | 206236 | 1KVA | Uniline | GP-UPS | 172.18.67.54
Package-A | MEDAK | SIDDIPET | GAJWEL | B05273 | BAYYARAM | 206237 | 1KVA | Uniline | GP-UPS | 172.18.66.226
Package-A | MEDAK | SIDDIPET | GAJWEL | B05273 | BURUGUPALLE | 206239 | 1KVA | Uniline | GP-UPS | 172.18.67.34
Package-A | MEDAK | SIDDIPET | GAJWEL | B05273 | DACHARAM | 206240 | 1KVA | Uniline | Cluster GP-UPS | 172.18.67.38
Package-A | MEDAK | SIDDIPET | GAJWEL | B05273 | DATARPALLE | 206241 | 1KVA | Uniline | GP-UPS | 172.18.67.22
Package-A | MEDAK | SIDDIPET | GAJWEL | B05273 | GIRIPALLY | 206244 | 1KVA | Uniline | GP-UPS | 172.18.67.62
Package-A | MEDAK | SIDDIPET | GAJWEL | B05273 | JALIGAON | 206245 | 1KVA | Uniline | Cluster GP-UPS | 172.18.67.66
Package-A | MEDAK | SIDDIPET | GAJWEL | B05273 | KOLGUR | 206247 | 1KVA | Uniline | GP-UPS | 172.18.66.246
Package-A | MEDAK | SIDDIPET | GAJWEL | B05273 | KOMATI BANDA | 206248 | 1KVA | Uniline | GP-UPS | 172.18.67.46
Package-A | MEDAK | SIDDIPET | GAJWEL | B05273 | Ragatlapally | 279144 | 1KVA | Uniline | Cluster GP-UPS | 172.18.67.6
Package-A | MEDAK | SIDDIPET | GAJWEL | B05273 | Rangampet | 279125 | 1KVA | Uniline | GP-UPS | 172.18.67.58
Package-A | MEDAK | SIDDIPET | GAJWEL | B05273 | SHERIPALLY | 206252 | 1KVA | Uniline | Cluster GP-UPS | 172.18.66.242
Package-A | MEDAK | SIDDIPET | GAJWEL | B05273 | SINGATAM | 206253 | 1KVA | Uniline | GP-UPS | 172.18.66.254
Package-A | MEDAK | SIDDIPET | GAJWEL | B05273 | SRIGIRIPALLE | 206254 | 1KVA | FUJI | Cluster GP-UPS | 172.18.67.14
Package-A | MEDAK | SIDDIPET | GAJWEL | B05273 | ANANTHARAOPALLY | 206235 | 1KVA | Uniline | GP-UPS | 172.18.67.10
Package-A | MEDAK | SIDDIPET | GAJWEL | B05273 | AREPALLE SB | 206177 | 1KVA | Uniline | GP-UPS | 172.18.66.230
Package-A | MEDAK | SIDDIPET | GAJWEL | B05273 | BEJGAON | 206238 | 1KVA | Uniline | Cluster GP-UPS | 172.18.66.234
Package-A | MEDAK | SIDDIPET | GAJWEL | B05273 | DHARMAREDDIPALLE | 206242 | 1KVA | Uniline | Cluster GP-UPS | 172.18.67.42
Package-A | MEDAK | SIDDIPET | GAJWEL | B05273 | DILALPUR | 206243 | 1KVA | Uniline | GP-UPS | 172.18.66.238
Package-A | MEDAK | SIDDIPET | GAJWEL | B05273 | KODAKANDLA | 206246 | 1KVA | Uniline | GP-UPS | 172.18.67.30
Package-A | MEDAK | SIDDIPET | GAJWEL | B05273 | MAKTA MASANPALLE | 206249 | 1KVA | Uniline | Cluster GP-UPS | 172.18.67.50
Package-A | MEDAK | SIDDIPET | GAJWEL | B05273 | PEDCHED | 206250 | 1KVA | Uniline | GP-UPS | 172.18.67.2
Package-A | MEDAK | SIDDIPET | GAJWEL | B05273 | RIMMANAGUDA | 206251 | 1KVA | FUJI | Cluster GP-UPS | 172.18.67.26
Package-A | MEDAK | SIDDIPET | HUSNABAD | B05010 | BALLUNAYAK THANDA | 279002 | 1KVA | Uniline | GP-UPS | 172.18.68.162
Package-A | MEDAK | SIDDIPET | HUSNABAD | B05010 | BANJERUPALLI | 201219 | 1KVA | Uniline | GP-UPS | 172.18.68.142
Package-A | MEDAK | SIDDIPET | HUSNABAD | B05010 | GANDHINAGAR | 201222 | 1KVA | Uniline | Cluster GP-UPS | 172.18.68.174
Package-A | MEDAK | SIDDIPET | HUSNABAD | B05010 | JILLELIGADA | 201228 | 1KVA | Uniline | GP-UPS | 172.18.68.158
Package-A | MEDAK | SIDDIPET | HUSNABAD | B05010 | KUCHANPALLI | 201230 | 1KVA | Uniline | Cluster GP-UPS | 172.18.68.146
Package-A | MEDAK | SIDDIPET | HUSNABAD | B05010 | MAHAMADAPPOR | 201233 | 1KVA | Uniline | Cluster GP-UPS | 172.18.68.122
Package-A | MEDAK | SIDDIPET | HUSNABAD | B05010 | MALAPALLI | 201234 | 1KVA | FUJI | GP-UPS | 172.18.68.150
Package-A | MEDAK | SIDDIPET | HUSNABAD | B05010 | MERJAPOOR | 201236 | 1KVA | Uniline | Cluster GP-UPS | 172.18.68.166
Package-A | MEDAK | SIDDIPET | HUSNABAD | B05010 | NAGARAM | 201238 | 1KVA | Uniline | GP-UPS | 172.18.68.114
Package-A | MEDAK | SIDDIPET | HUSNABAD | B05010 | PANDILLA | 201240 | 1KVA | Uniline | GP-UPS | 172.18.68.138
Package-A | MEDAK | SIDDIPET | HUSNABAD | B05010 | POTHARAM (S) | 201241 | 1KVA | Uniline | Cluster GP-UPS | 172.18.68.154
Package-A | MEDAK | SIDDIPET | HUSNABAD | B05010 | RAMULAPALLI | 279011 | 1KVA | Uniline | GP-UPS | 172.18.68.126
Package-A | MEDAK | SIDDIPET | HUSNABAD | B05010 | THOTAPALLI | 201246 | 1KVA | Uniline | GP-UPS | 172.18.68.178
Package-A | MEDAK | SIDDIPET | HUSNABAD | B05010 | UMMAPOOR | 201247 | 1KVA | Uniline | GP-UPS | 172.18.68.118
Package-A | MEDAK | SIDDIPET | HUSNABAD | B05010 | VANGARAMAIAHPALLI | 279007 | 1KVA | Uniline | GP-UPS | 172.18.68.170
Package-A | MEDAK | SIDDIPET | HUSNABAD | B05010 | MADATHA | 201232 | 1KVA | Uniline | GP-UPS | 172.18.68.130
Package-A | MEDAK | SIDDIPET | HUSNABAD | B05010 | POTLAPALLI | 201243 | 1KVA | Uniline | Cluster GP-UPS | 172.18.68.134
Package-A | MEDAK | SIDDIPET | JAGDEVPUR | B05275 | ALIRAJPET | 206276 | 1KVA | FUJI | GP-UPS | 172.18.68.234
Package-A | MEDAK | SIDDIPET | JAGDEVPUR | B05275 | Ananathsagar | 279190 | 1KVA | FUJI | GP-UPS | 172.18.68.250
Package-A | MEDAK | SIDDIPET | JAGDEVPUR | B05275 | Anthaiguda | 279166 | 1KVA | FUJI | GP-UPS | 172.18.69.14
Package-A | MEDAK | SIDDIPET | JAGDEVPUR | B05275 | BASWAPUR | 206278 | 1KVA | FUJI | GP-UPS | 172.18.68.214
Package-A | MEDAK | SIDDIPET | JAGDEVPUR | B05275 | CHATLAPALLE | 206279 | 1KVA | FUJI | Cluster GP-UPS | 172.18.68.202
Package-A | MEDAK | SIDDIPET | JAGDEVPUR | B05275 | CHINNA KISTAPUR | 206281 | 1KVA | Uniline | GP-UPS | 172.18.69.10
Package-A | MEDAK | SIDDIPET | JAGDEVPUR | B05275 | DHARMARAM | 206282 | 1KVA | Uniline | GP-UPS | 172.18.69.30
Package-A | MEDAK | SIDDIPET | JAGDEVPUR | B05275 | DOULAPUR | 206283 | 1KVA | Uniline | Cluster GP-UPS | 172.18.68.182
Package-A | MEDAK | SIDDIPET | JAGDEVPUR | B05275 | GOLLAPALLE | 206285 | 1KVA | Uniline | Cluster GP-UPS | 172.18.68.222
Package-A | MEDAK | SIDDIPET | JAGDEVPUR | B05275 | ITIKYAL | 206286 | 1KVA | Uniline | Cluster GP-UPS | 172.18.69.22
Package-A | MEDAK | SIDDIPET | JAGDEVPUR | B05275 | JAGDEVPUR | 206287 | 1KVA | FUJI | Cluster GP-UPS | 172.18.68.230
Package-A | MEDAK | SIDDIPET | JAGDEVPUR | B05275 | Kondapur | 279192 | 1KVA | Uniline | GP-UPS | 172.18.68.186
Package-A | MEDAK | SIDDIPET | JAGDEVPUR | B05275 | Kothapet | 279165 | 1KVA | Uniline | GP-UPS | 172.18.69.26
Package-A | MEDAK | SIDDIPET | JAGDEVPUR | B05275 | LINGAREDDYPALLI | 206288 | 1KVA | Uniline | GP-UPS | 172.18.69.18
Package-A | MEDAK | SIDDIPET | JAGDEVPUR | B05275 | Mandapur | 279184 | 1KVA | Uniline | GP-UPS | 172.18.68.194
Package-A | MEDAK | SIDDIPET | JAGDEVPUR | B05275 | MUNIGADAPA | 206289 | 1KVA | Uniline | Cluster GP-UPS | 172.18.68.218
Package-A | MEDAK | SIDDIPET | JAGDEVPUR | B05275 | Nirmalnagar | 279150 | 1KVA | FUJI | GP-UPS | 172.18.68.238
Package-A | MEDAK | SIDDIPET | JAGDEVPUR | B05275 | Palugugadda | 279186 | 1KVA | Uniline | Cluster GP-UPS | 172.18.68.190
Package-A | MEDAK | SIDDIPET | JAGDEVPUR | B05275 | RAYAVARAM | 206291 | 1KVA | FUJI | GP-UPS | 172.18.68.254
Package-A | MEDAK | SIDDIPET | JAGDEVPUR | B05275 | TEEGUL | 206293 | 1KVA | FUJI | Cluster GP-UPS | 172.18.68.242
Package-A | MEDAK | SIDDIPET | JAGDEVPUR | B05275 | TEEGUL NARSAPUR | 206294 | 1KVA | FUJI | GP-UPS | 172.18.68.206
Package-A | MEDAK | SIDDIPET | JAGDEVPUR | B05275 | THIMMAPUR | 206295 | 1KVA | Uniline | Cluster GP-UPS | 172.18.68.246
Package-A | MEDAK | SIDDIPET | JAGDEVPUR | B05275 | VENKATAPUR (B.G) | 206297 | 1KVA | FUJI | GP-UPS | 172.18.68.226
Package-A | MEDAK | SIDDIPET | JAGDEVPUR | B05275 | Venkatapur PT | 279188 | 1KVA | FUJI | GP-UPS | 172.18.69.2
Package-A | MEDAK | SIDDIPET | JAGDEVPUR | B05275 | WATTIPALLE | 206298 | 1KVA | Uniline | GP-UPS | 172.18.68.198
Package-A | MEDAK | SIDDIPET | JAGDEVPUR | B05275 | Jangamreddypally | 279183 | 1KVA | Uniline | GP-UPS | 172.18.68.210
Package-A | MEDAK | SIDDIPET | JAGDEVPUR | B05275 | PEERLAPALLE | 206290 | 1KVA | Uniline | Cluster GP-UPS | 172.18.69.34
Package-A | MEDAK | SIDDIPET | JAGDEVPUR | B05275 | Yellaiaguda | 279161 | 1KVA | FUJI | Cluster GP-UPS | 172.18.69.6
Package-A | MEDAK | SIDDIPET | KOHEDA | B05022 | AREPALLI | 278992 | 1KVA | FUJI | GP-UPS | 172.18.71.162
Package-A | MEDAK | SIDDIPET | KOHEDA | B05022 | BATHULAVANIPALLY | 279026 | 1KVA | FUJI | Cluster GP-UPS | 172.18.71.154
Package-A | MEDAK | SIDDIPET | KOHEDA | B05022 | CHENCHERLACHERUVU | 201476 | 1KVA | FUJI | GP-UPS | 172.18.71.98
Package-A | MEDAK | SIDDIPET | BEJJANKI | B04996 | DEVAKKAPALLY | 200937 | 1KVA | FUJI | GP-UPS | 172.18.71.146
Package-A | MEDAK | SIDDIPET | KOHEDA | B05022 | DHARMASAGARPALLI | 279022 | 1KVA | FUJI | GP-UPS | 172.18.71.102
Package-A | MEDAK | SIDDIPET | KOHEDA | B05022 | ERRAKUNTAPALLY | 279019 | 1KVA | FUJI | GP-UPS | 172.18.71.130
Package-A | MEDAK | SIDDIPET | BEJJANKI | B04996 | GAGILLAPUR | 200938 | 1KVA | FUJI | GP-UPS | 172.18.71.134
Package-A | MEDAK | SIDDIPET | KOHEDA | B05022 | GOTLAMITTA | 201477 | 1KVA | FUJI | GP-UPS | 172.18.71.118
Package-A | MEDAK | SIDDIPET | KOHEDA | B05022 | GUNDAREDDYPALLY | 201478 | 1KVA | FUJI | GP-UPS | 172.18.71.178
Package-A | MEDAK | SIDDIPET | KOHEDA | B05022 | KACHAPUR | 201479 | 1KVA | FUJI | GP-UPS | 172.18.71.82
Package-A | MEDAK | SIDDIPET | KOHEDA | B05022 | KOHEDA | 201480 | 1KVA | FUJI | Cluster GP-UPS | 172.18.71.106
Package-A | MEDAK | SIDDIPET | KOHEDA | B05022 | KURELLA | 201481 | 1KVA | FUJI | GP-UPS | 172.18.71.110
Package-A | MEDAK | SIDDIPET | KOHEDA | B05022 | MYSAMPALLY | 201482 | 1KVA | FUJI | GP-UPS | 172.18.71.86
Package-A | MEDAK | SIDDIPET | KOHEDA | B05022 | NAGASMUDRALA | 201483 | 1KVA | FUJI | GP-UPS | 172.18.71.158
Package-A | MEDAK | SIDDIPET | KOHEDA | B05022 | NAKIREKOMMULA | 278996 | 1KVA | FUJI | GP-UPS | 172.18.71.74
Package-A | MEDAK | SIDDIPET | KOHEDA | B05022 | PARIVEDA | 201485 | 1KVA | FUJI | Cluster GP-UPS | 172.18.71.78
Package-A | MEDAK | SIDDIPET | KOHEDA | B05022 | POREDDYPALLY | 201486 | 1KVA | FUJI | GP-UPS | 172.18.71.170
Package-A | MEDAK | SIDDIPET | KOHEDA | B05022 | RAMCHANDRAPOOR | 201487 | 1KVA | FUJI | Cluster GP-UPS | 172.18.71.138
Package-A | MEDAK | SIDDIPET | KOHEDA | B05022 | SAMUDRALA | 201488 | 1KVA | FUJI | Cluster GP-UPS | 172.18.71.90
Package-A | MEDAK | SIDDIPET | KOHEDA | B05022 | SRIRAMULAPALLY | 201490 | 1KVA | FUJI | GP-UPS | 172.18.71.70
Package-A | MEDAK | SIDDIPET | KOHEDA | B05022 | TEEGALAKUNTAPALLY | 201491 | 1KVA | Uniline | GP-UPS | 172.18.71.114
Package-A | MEDAK | SIDDIPET | KOHEDA | B05022 | THANGALAPALLY | 201492 | 1KVA | FUJI | Cluster GP-UPS | 172.18.71.174
Package-A | MEDAK | SIDDIPET | KOHEDA | B05022 | VARIKOL | 201493 | 1KVA | FUJI | GP-UPS | 172.18.71.142
Package-A | MEDAK | SIDDIPET | KOHEDA | B05022 | VENKATESHWARLA PALLY | 201494 | 1KVA | FUJI | Cluster GP-UPS | 172.18.71.94
Package-A | MEDAK | SIDDIPET | KOHEDA | B05022 | VIJAYANAGAR COLONY | 278994 | 1KVA | FUJI | GP-UPS | 172.18.71.126
Package-A | MEDAK | SIDDIPET | KOHEDA | B05022 | VINJAPALLY | 201495 | 1KVA | FUJI | Cluster GP-UPS | 172.18.71.150
Package-A | MEDAK | SIDDIPET | KOHEDA | B05022 | BASWAPOOR | 201475 | 1KVA | FUJI | Cluster GP-UPS | 172.18.71.166
Package-A | MEDAK | SIDDIPET | BEJJANKI | B04996 | GUGGILLA | 200942 | 1KVA | FUJI | GP-UPS | 172.18.71.182
Package-A | MEDAK | SIDDIPET | KOHEDA | B05022 | NARAYANPOOR | 201484 | 1KVA | FUJI | Cluster GP-UPS | 172.18.71.122
Package-A | MEDAK | SIDDIPET | BEJJANKI | B04996 | THIMMAIAHPALLY | 280830 | 1KVA | FUJI | Cluster GP-UPS | 172.18.71.186
Package-A | MEDAK | SIDDIPET | KOMURAVELLI | B07273 | AINAPUR | 213339 | 1KVA | Uniline | Cluster GP-UPS | 172.18.72.98
Package-A | MEDAK | SIDDIPET | CHERIYAL | B05661 | CHITYAL | 213342 | 1KVA | Uniline | Cluster GP-UPS | 172.18.72.46
Package-A | MEDAK | SIDDIPET | CHERIYAL | B05661 | DANAMPALLE | 213344 | 1KVA | Uniline | GP-UPS | 172.18.72.50
Package-A | MEDAK | SIDDIPET | KOMURAVELLI | B07273 | GOURAIPALLE | 213346 | 1KVA | Uniline | GP-UPS | 172.18.72.34
Package-A | MEDAK | SIDDIPET | CHERIYAL | B05661 | KADAVERGU | 213349 | 1KVA | FUJI | Cluster GP-UPS | 172.18.72.66
Package-A | MEDAK | SIDDIPET | KOMURAVELLI | B07273 | KISTAMPETA | 213350 | 1KVA | Uniline | Cluster GP-UPS | 172.18.72.58
Package-A | MEDAK | SIDDIPET | KOMURAVELLI | B07273 | KOMARAVELLY | 213351 | 1KVA | Uniline | Cluster GP-UPS | 172.18.72.30
Package-A | MEDAK | SIDDIPET | KOMURAVELLI | B07273 | Lenin nagar | 279736 | 1KVA | Uniline | GP-UPS | 172.18.72.54
Package-A | MEDAK | SIDDIPET | KOMURAVELLI | B07273 | MARRIMUCHALA | 213352 | 1KVA | Uniline | Cluster GP-UPS | 172.18.72.38
Package-A | MEDAK | SIDDIPET | CHERIYAL | B05661 | NAGAPURI | 213354 | 1KVA | Uniline | Cluster GP-UPS | 172.18.72.78
Package-A | MEDAK | SIDDIPET | KOMURAVELLI | B07273 | POSANPALLE | 213356 | 1KVA | Uniline | GP-UPS | 172.18.72.86
Package-A | MEDAK | SIDDIPET | CHERIYAL | B05661 | POTHIREDDIPALLE | 213357 | 1KVA | Uniline | GP-UPS | 172.18.72.74
Package-A | MEDAK | SIDDIPET | KOMURAVELLI | B07273 | RAMSAGAR | 213359 | 1KVA | Uniline | GP-UPS | 172.18.72.62
Package-A | MEDAK | SIDDIPET | KOMURAVELLI | B07273 | Rasoolabad | 279733 | 1KVA | Uniline | GP-UPS | 172.18.72.102
Package-A | MEDAK | SIDDIPET | CHERIYAL | B05661 | Shabhash Gudem | 279727 | 1KVA | Uniline | GP-UPS | 172.18.72.82
Package-A | MEDAK | SIDDIPET | CHERIYAL | B05661 | TADOOR | 213360 | 1KVA | Uniline | GP-UPS | 172.18.72.42
Package-A | MEDAK | SIDDIPET | KOMURAVELLI | B07273 | THAPASPALLE | 213361 | 1KVA | Uniline | GP-UPS | 172.18.72.94
Package-A | MEDAK | SIDDIPET | KOMURAVELLI | B07273 | GURUVANNAPETA | 213348 | 1KVA | Uniline | Cluster GP-UPS | 172.18.72.90
Package-A | MEDAK | SIDDIPET | CHERIYAL | B05661 | PEDDARAJUPETA | 213355 | 1KVA | Uniline | GP-UPS | 172.18.72.70
Package-A | MEDAK | SIDDIPET | KONDAPAK | B05281 | ANKIREDDIPALLE | 206405 | 1KVA | Uniline | GP-UPS | 172.18.72.118
Package-A | MEDAK | SIDDIPET | KONDAPAK | B05281 | BANDARAM | 206406 | 1KVA | Uniline | GP-UPS | 172.18.72.122
Package-A | MEDAK | SIDDIPET | KONDAPAK | B05281 | Bobbaipally | 279207 | 1KVA | Uniline | GP-UPS | 172.18.72.194
Package-A | MEDAK | SIDDIPET | KONDAPAK | B05281 | Dammakkapally | 279212 | 1KVA | FUJI | GP-UPS | 172.18.72.154
Package-A | MEDAK | SIDDIPET | KONDAPAK | B05281 | Darga | 279221 | 1KVA | Uniline | Cluster GP-UPS | 172.18.72.126
Package-A | MEDAK | SIDDIPET | KONDAPAK | B05281 | DUDDEDA | 206407 | 1KVA | FUJI | GP-UPS | 172.18.72.130
Package-A | MEDAK | SIDDIPET | KONDAPAK | B05281 | Giraipally | 279220 | 1KVA | FUJI | GP-UPS | 172.18.72.150
Package-A | MEDAK | SIDDIPET | KONDAPAK | B05281 | KAMMAMPALLY | 206409 | 1KVA | FUJI | GP-UPS | 172.18.72.142
Package-A | MEDAK | SIDDIPET | KONDAPAK | B05281 | KONAIPALLE | 206410 | 1KVA | Uniline | GP-UPS | 172.18.72.174
Package-A | MEDAK | SIDDIPET | KONDAPAK | B05281 | KONDAPAK | 206411 | 1KVA | Uniline | Cluster GP-UPS | 172.18.72.158
Package-A | MEDAK | SIDDIPET | KONDAPAK | B05281 | KUKNURPALLE | 206412 | 1KVA | FUJI | Cluster GP-UPS | 172.18.72.198
Package-A | MEDAK | SIDDIPET | KONDAPAK | B05281 | LAKDARAM | 206413 | 1KVA | Uniline | GP-UPS | 172.18.72.190
Package-A | MEDAK | SIDDIPET | KONDAPAK | B05281 | MARPADGA | 206416 | 1KVA | FUJI | Cluster GP-UPS | 172.18.72.138
Package-A | MEDAK | SIDDIPET | KONDAPAK | B05281 | MATHPALLY | 206417 | 1KVA | Uniline | GP-UPS | 172.18.72.170
Package-A | MEDAK | SIDDIPET | KONDAPAK | B05281 | MEDINIPUR | 206414 | 1KVA | Uniline | Cluster GP-UPS | 172.18.72.166
Package-A | MEDAK | SIDDIPET | KONDAPAK | B05281 | Muddapur | 279209 | 1KVA | Uniline | GP-UPS | 172.18.72.206
Package-A | MEDAK | SIDDIPET | JAGDEVPUR | B05275 | Ramchandrapur | 279163 | 1KVA | Uniline | GP-UPS | 172.18.72.202
Package-A | MEDAK | SIDDIPET | KONDAPAK | B05281 | Rampally | 279217 | 1KVA | FUJI | GP-UPS | 172.18.72.134
Package-A | MEDAK | SIDDIPET | KONDAPAK | B05281 | SIRSINGANDLA | 206418 | 1KVA | FUJI | Cluster GP-UPS | 172.18.72.146
Package-A | MEDAK | SIDDIPET | KONDAPAK | B05281 | THIPPARAM | 206420 | 1KVA | Uniline | Cluster GP-UPS | 172.18.72.210
Package-A | MEDAK | SIDDIPET | KONDAPAK | B05281 | VELIKATTA | 206421 | 1KVA | Uniline | GP-UPS | 172.18.72.114
Package-A | MEDAK | SIDDIPET | KONDAPAK | B05281 | Vishwanthapally - Ravindranagar | 279215 | 1KVA | Uniline | GP-UPS | 172.18.72.110
Package-A | MEDAK | SIDDIPET | KONDAPAK | B05281 | ZAPTHINACHARAM | 206422 | 1KVA | FUJI | GP-UPS | 172.18.72.186
Package-A | MEDAK | SIDDIPET | KONDAPAK | B05281 | ERRAVELLY | 206408 | 1KVA | FUJI | GP-UPS | 172.18.72.178
Package-A | MEDAK | SIDDIPET | KONDAPAK | B05281 | MANGOLE | 206415 | 1KVA | Uniline | GP-UPS | 172.18.72.182
Package-A | MEDAK | SIDDIPET | KONDAPAK | B05281 | THIMMAREDDIPALLE | 206419 | 1KVA | FUJI | GP-UPS | 172.18.72.162
Package-A | MEDAK | SIDDIPET | MADDUR | B05682 | BAIRANPALLE | 213752 | 1KVA | FUJI | GP-UPS | 172.18.74.42
Package-A | MEDAK | SIDDIPET | MADDUR | B05682 | BEKKAL | 213753 | 1KVA | FUJI | GP-UPS | 172.18.74.38
Package-A | MEDAK | SIDDIPET | CHERIYAL | B05661 | CHUNCHANKOTA | 213343 | 1KVA | Uniline | GP-UPS | 172.18.74.78
Package-A | MEDAK | SIDDIPET | MADDUR | B05682 | DHARMARAM | 213754 | 1KVA | Uniline | Cluster GP-UPS | 172.18.74.62
Package-A | MEDAK | SIDDIPET | MADDUR | B05682 | DHOOLMITTA | 213755 | 1KVA | Uniline | Cluster GP-UPS | 172.18.74.90
Package-A | MEDAK | SIDDIPET | MADDUR | B05682 | Dubba Thanda | 279744 | 1KVA | Uniline | GP-UPS | 172.18.74.30
Package-A | MEDAK | SIDDIPET | MADDUR | B05682 | GAGILLAPUR | 213756 | 1KVA | FUJI | GP-UPS | 172.18.74.50
Package-A | MEDAK | SIDDIPET | MADDUR | B05682 | Hanuma Thanda | 279741 | 1KVA | Uniline | GP-UPS | 172.18.74.26
Package-A | MEDAK | SIDDIPET | MADDUR | B05682 | KONDAPUR | 213759 | 1KVA | Uniline | Cluster GP-UPS | 172.18.74.34
Package-A | MEDAK | SIDDIPET | MADDUR | B05682 | KOOTIGAL | 213760 | 1KVA | Uniline | GP-UPS | 172.18.74.18
Package-A | MEDAK | SIDDIPET | MADDUR | B05682 | LADUNOOR | 213761 | 1KVA | FUJI | GP-UPS | 172.18.74.58
Package-A | MEDAK | SIDDIPET | MADDUR | B05682 | LINGAPUR | 213762 | 1KVA | Uniline | GP-UPS | 172.18.74.94
Package-A | MEDAK | SIDDIPET | MADDUR | B05682 | MADDUR | 213763 | 1KVA | FUJI | GP-UPS | 172.18.74.54
Package-A | MEDAK | SIDDIPET | MADDUR | B05682 | MARMAMULA | 213764 | 1KVA | Uniline | GP-UPS | 172.18.74.66
Package-A | MEDAK | SIDDIPET | CHERIYAL | B05661 | MUSTHYALA | 213353 | 1KVA | Uniline | GP-UPS | 172.18.74.82
Package-A | MEDAK | SIDDIPET | MADDUR | B05682 | REBARTHI | 213766 | 1KVA | Uniline | GP-UPS | 172.18.74.10
Package-A | MEDAK | SIDDIPET | MADDUR | B05682 | Redya Nayak Thanda | 279748 | 1KVA | Uniline | Cluster GP-UPS | 172.18.74.22
Package-A | MEDAK | SIDDIPET | MADDUR | B05682 | SALAKPOOR | 213767 | 1KVA | Uniline | Cluster GP-UPS | 172.18.74.70
Package-A | MEDAK | SIDDIPET | MADDUR | B05682 | THORNALA | 213768 | 1KVA | Uniline | GP-UPS | 172.18.74.86
Package-A | MEDAK | SIDDIPET | MADDUR | B05682 | VALLAMPATLA | 213769 | 1KVA | Uniline | Cluster GP-UPS | 172.18.74.46
Package-A | MEDAK | SIDDIPET | MADDUR | B05682 | VANGAPALLE | 213770 | 1KVA | Uniline | Cluster GP-UPS | 172.18.74.14
Package-A | MEDAK | SIDDIPET | CHERIYAL | B05661 | VEERANNAPETA | 213363 | 1KVA | Uniline | GP-UPS | 172.18.74.74
Package-A | MEDAK | SIDDIPET | MARKOOK | B07274 | ANGADI KISTAPUR | 206277 | 1KVA | FUJI | GP-UPS | 172.18.75.22
Package-A | MEDAK | SIDDIPET | MARKOOK | B07274 | BHAVANDAPUR | 257961 | 1KVA | Uniline | GP-UPS | 172.18.75.2
Package-A | MEDAK | SIDDIPET | MARKOOK | B07274 | CHEBERTHY | 206280 | 1KVA | FUJI | Cluster GP-UPS | 172.18.75.30
Package-A | MEDAK | SIDDIPET | MARKOOK | B07274 | DAMARAKUNTA | 206562 | 1KVA | Uniline | GP-UPS | 172.18.75.50
Package-A | MEDAK | SIDDIPET | MARKOOK | B07274 | Ganeshpally | 279197 | 1KVA | FUJI | GP-UPS | 172.18.75.26
Package-A | MEDAK | SIDDIPET | MARKOOK | B07274 | Gangapur-Yousufkhanpally | 279227 | 1KVA | FUJI | GP-UPS | 172.18.75.14
Package-A | MEDAK | SIDDIPET | MARKOOK | B07274 | Ippalagudem | 279374 | 1KVA | FUJI | GP-UPS | 172.18.75.34
Package-A | MEDAK | SIDDIPET | MARKOOK | B07274 | KARKAPATLA | 206563 | 1KVA | Uniline | GP-UPS | 172.18.75.58
Package-A | MEDAK | SIDDIPET | MARKOOK | B07274 | KASIREDDYPALLY | 206564 | 1KVA | Uniline | GP-UPS | 172.18.75.54
Package-A | MEDAK | SIDDIPET | MARKOOK | B07274 | MARKOOK | 206570 | 1KVA | Uniline | GP-UPS | 172.18.74.254
Package-A | MEDAK | SIDDIPET | MARKOOK | B07274 | Narsannapet | 279194 | 1KVA | FUJI | GP-UPS | 172.18.75.18
Package-A | MEDAK | SIDDIPET | MARKOOK | B07274 | PAMULAPARTHI | 207033 | 1KVA | FUJI | Cluster GP-UPS | 172.18.75.42
Package-A | MEDAK | SIDDIPET | MARKOOK | B07274 | PATHUR | 207034 | 1KVA | FUJI | GP-UPS | 172.18.75.38
Package-A | MEDAK | SIDDIPET | MARKOOK | B07274 | SIVAR VENKATAPUR | 206292 | 1KVA | Uniline | GP-UPS | 172.18.75.6
Package-A | MEDAK | SIDDIPET | MARKOOK | B07274 | VARDARAJPUR | 206296 | 1KVA | FUJI | Cluster GP-UPS | 172.18.75.46
Package-A | MEDAK | SIDDIPET | MARKOOK | B07274 | YERRAVALLE | 206284 | 1KVA | FUJI | Cluster GP-UPS | 172.18.75.10
Package-A | MEDAK | SIDDIPET | MIRDODDI | B05287 | AKBERPET | 206541 | 1KVA | Uniline | GP-UPS | 172.18.75.202
Package-A | MEDAK | SIDDIPET | MIRDODDI | B05287 | Almaspur | 279226 | 1KVA | Uniline | GP-UPS | 172.18.75.146
Package-A | MEDAK | SIDDIPET | MIRDODDI | B05287 | ALWAL | 206542 | 1KVA | FUJI | GP-UPS | 172.18.75.134
Package-A | MEDAK | SIDDIPET | MIRDODDI | B05287 | ANDEY | 206543 | 1KVA | Uniline | Cluster GP-UPS | 172.18.75.130
Package-A | MEDAK | SIDDIPET | MIRDODDI | B05287 | Begumpet | 279224 | 1KVA | Uniline | GP-UPS | 172.18.75.194
Package-A | MEDAK | SIDDIPET | MIRDODDI | B05287 | BHOOMPALLI | 206544 | 1KVA | Uniline | GP-UPS | 172.18.75.198
Package-A | MEDAK | SIDDIPET | MIRDODDI | B05287 | CHEPIAL | 206545 | 1KVA | FUJI | GP-UPS | 172.18.75.138
Package-A | MEDAK | SIDDIPET | DUBBAK | B05272 | CHITTAPUR | 206210 | 1KVA | Uniline | GP-UPS | 172.18.75.206
Package-A | MEDAK | SIDDIPET | MIRDODDI | B05287 | DHARMARAM | 206546 | 1KVA | Uniline | GP-UPS | 172.18.75.170
Package-A | MEDAK | SIDDIPET | MIRDODDI | B05287 | JANGAPALLE | 206547 | 1KVA | Uniline | GP-UPS | 172.18.75.142
Package-A | MEDAK | SIDDIPET | MIRDODDI | B05287 | KASULABAD | 206548 | 1KVA | Uniline | GP-UPS | 172.18.75.214
Package-A | MEDAK | SIDDIPET | MIRDODDI | B05287 | KHAZIPUR | 206549 | 1KVA | Uniline | GP-UPS | 172.18.75.190
Package-A | MEDAK | SIDDIPET | MIRDODDI | B05287 | KONDAPUR | 206550 | 1KVA | Uniline | GP-UPS | 172.18.75.182
Package-A | MEDAK | SIDDIPET | MIRDODDI | B05287 | LAXMINAGAR | 206551 | 1KVA | Uniline | GP-UPS | 172.18.75.166
Package-A | MEDAK | SIDDIPET | MIRDODDI | B05287 | Lingupally | 279225 | 1KVA | FUJI | GP-UPS | 172.18.75.158
Package-A | MEDAK | SIDDIPET | MIRDODDI | B05287 | MALLUPALLE | 206552 | 1KVA | Uniline | GP-UPS | 172.18.75.154
Package-A | MEDAK | SIDDIPET | MIRDODDI | B05287 | MIRDODDI | 206553 | 1KVA | FUJI | Cluster GP-UPS | 172.18.75.162
Package-A | MEDAK | SIDDIPET | MIRDODDI | B05287 | MOTHEY | 206554 | 1KVA | FUJI | Cluster GP-UPS | 172.18.75.210
Package-A | MEDAK | SIDDIPET | DUBBAK | B05272 | PADMANABHAPALLY | 206223 | 1KVA | Uniline | GP-UPS | 172.18.75.178
Package-A | MEDAK | SIDDIPET | MIRDODDI | B05287 | RUDRARAM | 206555 | 1KVA | FUJI | Cluster GP-UPS | 172.18.75.186
Package-A | MEDAK | SIDDIPET | DUBBAK | B05272 | THIMMAPUR | 206232 | 1KVA | Uniline | Cluster GP-UPS | 172.18.75.174
Package-A | MEDAK | SIDDIPET | MIRDODDI | B05287 | VEERAREDDIPALLE | 206556 | 1KVA | Uniline | GP-UPS | 172.18.75.150
Package-A | MEDAK | SIDDIPET | MULUG | B05288 | ACHAIPALLE | 206557 | 1KVA | Uniline | Cluster GP-UPS | 172.18.76.130
Package-A | MEDAK | SIDDIPET | MULUG | B05288 | ALIABAD | 243412 | 1KVA | Uniline | GP-UPS | 172.18.76.82
Package-A | MEDAK | SIDDIPET | MULUG | B05288 | Alinagar | 279238 | 1KVA | Uniline | GP-UPS | 172.18.76.78
Package-A | MEDAK | SIDDIPET | MULUG | B05288 | ANNASAGAR | 257960 | 1KVA | Uniline | Cluster GP-UPS | 172.18.76.58
Package-A | MEDAK | SIDDIPET | MULUG | B05288 | BAHILAMPUR | 206558 | 1KVA | Uniline | GP-UPS | 172.18.76.134
Package-A | MEDAK | SIDDIPET | MULUG | B05288 | BANDA MAILARAM | 206559 | 1KVA | Uniline | GP-UPS | 172.18.76.118
Package-A | MEDAK | SIDDIPET | MULUG | B05288 | Bandathimmapur | 279237 | 1KVA | Uniline | GP-UPS | 172.18.76.114
Package-A | MEDAK | SIDDIPET | MULUG | B05288 | BASWAPUR | 206560 | 1KVA | Uniline | Cluster GP-UPS | 172.18.76.122
Package-A | MEDAK | SIDDIPET | MULUG | B05288 | CHEELA SAGAR | 206561 | 1KVA | Uniline | Cluster GP-UPS | 172.18.76.70
Package-A | MEDAK | SIDDIPET | MULUG | B05288 | Chinnathimmapur | 279239 | 1KVA | Uniline | Cluster GP-UPS | 172.18.76.154
Package-A | MEDAK | SIDDIPET | MULUG | B05288 | Dasarlapally | 279228 | 1KVA | Uniline | GP-UPS | 172.18.76.126
Package-A | MEDAK | SIDDIPET | MULUG | B05288 | Gangadharpally | 279241 | 1KVA | Uniline | GP-UPS | 172.18.76.62
Package-A | MEDAK | SIDDIPET | MULUG | B05288 | KOKKONDA | 206565 | 1KVA | Uniline | Cluster GP-UPS | 172.18.76.106
Package-A | MEDAK | SIDDIPET | MULUG | B05288 | KOTHUR | 206567 | 1KVA | Uniline | GP-UPS | 172.18.76.110
Package-A | MEDAK | SIDDIPET | MULUG | B05288 | KOTYAL | 206566 | 1KVA | Uniline | GP-UPS | 172.18.76.74
Package-A | MEDAK | SIDDIPET | MULUG | B05288 | LAKSHMAKKAPALLE | 206568 | 1KVA | Uniline | GP-UPS | 172.18.76.150
Package-A | MEDAK | SIDDIPET | MULUG | B05288 | MAMIDIYAL | 206569 | 1KVA | Uniline | GP-UPS | 172.18.76.138
Package-A | MEDAK | SIDDIPET | MULUG | B05288 | MULUG | 206571 | 1KVA | FUJI | Cluster GP-UPS | 172.18.76.142
Package-A | MEDAK | SIDDIPET | MULUG | B05288 | NAGIREDDYPALLE | 206572 | 1KVA | Uniline | GP-UPS | 172.18.76.146
Package-A | MEDAK | SIDDIPET | MULUG | B05288 | NARSAPUR | 243413 | 1KVA | Uniline | Cluster GP-UPS | 172.18.76.94
Package-A | MEDAK | SIDDIPET | MULUG | B05288 | NARSAMPALLY | 257912 | 1KVA | Uniline | Cluster GP-UPS | 172.18.76.86
Package-A | MEDAK | SIDDIPET | MULUG | B05288 | SINGANNAGUDEM | 206573 | 1KVA | Uniline | GP-UPS | 172.18.76.102
Package-A | MEDAK | SIDDIPET | MULUG | B05288 | SREERAMPUR | 206574 | 1KVA | Uniline | GP-UPS | 172.18.76.98
Package-A | MEDAK | SIDDIPET | MULUG | B05288 | TUNKI BOLLARAM | 206575 | 1KVA | Uniline | GP-UPS | 172.18.76.90
Package-A | MEDAK | SIDDIPET | MULUG | B05288 | Vagunoothi | 279231 | 1KVA | Uniline | GP-UPS | 172.18.76.66
Package-A | MEDAK | SIDDIPET | MULUG | B05288 | ZAPTHI SINGAIPALLE | 206576 | 1KVA | Uniline | GP-UPS | 172.18.76.54
Package-A | MEDAK | SIDDIPET | NANGANOOR | B05290 | MAISAMPALLY | 257919 | 1KVA | Uniline | GP-UPS | 172.18.72.106
Package-A | MEDAK | SIDDIPET | NANGANOOR | B05290 | AKKANEPALLE | 206600 | 1KVA | FUJI | GP-UPS | 172.18.77.194
Package-A | MEDAK | SIDDIPET | NANGANOOR | B05290 | ANKUSHAPUR | 206601 | 1KVA | Uniline | GP-UPS | 172.18.77.190
Package-A | MEDAK | SIDDIPET | NANGANOOR | B05290 | Appalaicheruvu | 279250 | 1KVA | FUJI | GP-UPS | 172.18.77.238
Package-A | MEDAK | SIDDIPET | MADDUR | B05682 | ARJUNAPATLA | 213751 | 1KVA | Uniline | GP-UPS | 172.18.77.226
Package-A | MEDAK | SIDDIPET | NANGANOOR | B05290 | BADDIPADAGA | 206602 | 1KVA | FUJI | Cluster GP-UPS | 172.18.77.150
Package-A | MEDAK | SIDDIPET | NANGANOOR | B05290 | DURGAPALLE | 206603 | 1KVA | FUJI | GP-UPS | 172.18.77.154
Package-A | MEDAK | SIDDIPET | NANGANOOR | B05290 | GATLAMALYAL | 206604 | 1KVA | FUJI | Cluster GP-UPS | 172.18.77.198
Package-A | MEDAK | SIDDIPET | NANGANOOR | B05290 | GHANPUR | 206605 | 1KVA | FUJI | GP-UPS | 172.18.77.206
Package-A | MEDAK | SIDDIPET | MADDUR | B05682 | JALAPALLE | 213757 | 1KVA | Uniline | GP-UPS | 172.18.77.214
Package-A | MEDAK | SIDDIPET | NANGANOOR | B05290 | J.P.Thanda | 279247 | 1KVA | FUJI | GP-UPS | 172.18.77.158
Package-A | MEDAK | SIDDIPET | MADDUR | B05682 | KAMALAYAPALLE | 213758 | 1KVA | Uniline | GP-UPS | 172.18.77.230
Package-A | MEDAK | SIDDIPET | NANGANOOR | B05290 | KATHA | 243411 | 1KVA | FUJI | GP-UPS | 172.18.77.210
Package-A | MEDAK | SIDDIPET | NANGANOOR | B05290 | KHANAPUR | 206606 | 1KVA | Uniline | Cluster GP-UPS | 172.18.77.222
Package-A | MEDAK | SIDDIPET | NANGANOOR | B05290 | KONAIPALLE | 206607 | 1KVA | FUJI | Cluster GP-UPS | 172.18.77.174
Package-A | MEDAK | SIDDIPET | NANGANOOR | B05290 | KONDAMRAJPALLE | 206608 | 1KVA | FUJI | GP-UPS | 172.18.77.202
Package-A | MEDAK | SIDDIPET | NANGANOOR | B05290 | MAQDUMPUR | 206609 | 1KVA | FUJI | Cluster GP-UPS | 172.18.77.242
Package-A | MEDAK | SIDDIPET | NANGANOOR | B05290 | MUNDRAI | 206610 | 1KVA | FUJI | GP-UPS | 172.18.77.170
Package-A | MEDAK | SIDDIPET | NANGANOOR | B05290 | NAGRAJPALLE | 206611 | 1KVA | Uniline | GP-UPS | 172.18.77.218
Package-A | MEDAK | SIDDIPET | NANGANOOR | B05290 | NANGANUR | 206612 | 1KVA | FUJI | Cluster GP-UPS | 172.18.77.234
Package-A | MEDAK | SIDDIPET | NANGANOOR | B05290 | NARMETTA | 206613 | 1KVA | Uniline | Cluster GP-UPS | 172.18.77.186
Package-A | MEDAK | SIDDIPET | NANGANOOR | B05290 | PALAMAKULA | 206615 | 1KVA | FUJI | Cluster GP-UPS | 172.18.77.162
Package-A | MEDAK | SIDDIPET | NANGANOOR | B05290 | RAJGOPALPET | 206616 | 1KVA | FUJI | Cluster GP-UPS | 172.18.77.166
Package-A | MEDAK | SIDDIPET | NANGANOOR | B05290 | RAMPUR | 206617 | 1KVA | FUJI | GP-UPS | 172.18.77.246
Package-A | MEDAK | SIDDIPET | NANGANOOR | B05290 | SIDDANNAPET | 206618 | 1KVA | FUJI | GP-UPS | 172.18.77.146
Package-A | MEDAK | SIDDIPET | NANGANOOR | B05290 | THIMMAIPALLE | 206619 | 1KVA | FUJI | GP-UPS | 172.18.77.178
Package-A | MEDAK | SIDDIPET | NANGANOOR | B05290 | VENKATAPUR | 206621 | 1KVA | FUJI | GP-UPS | 172.18.77.182
Package-A | MEDAK | SIDDIPET | NARAYANARAOPET | B07352 | Banjerupally | 279340 | 1KVA | FUJI | GP-UPS | 172.18.78.22
Package-A | MEDAK | SIDDIPET | NARAYANARAOPET | B07352 | GOPULAPUR | 206158 | 1KVA | FUJI | GP-UPS | 172.18.78.10
Package-A | MEDAK | SIDDIPET | NARAYANARAOPET | B07352 | GURRALAGONDI | 206159 | 1KVA | FUJI | GP-UPS | 172.18.78.2
Package-A | MEDAK | SIDDIPET | NARAYANARAOPET | B07352 | IBRAHIMPUR | 206949 | 1KVA | FUJI | GP-UPS | 172.18.78.18
Package-A | MEDAK | SIDDIPET | NARAYANARAOPET | B07352 | JAKKAPUR | 206161 | 1KVA | FUJI | Cluster GP-UPS | 172.18.78.6
Package-A | MEDAK | SIDDIPET | NARAYANARAOPET | B07352 | KODANDARAOPALLY | 206951 | 1KVA | FUJI | Cluster GP-UPS | 172.18.78.26
Package-A | MEDAK | SIDDIPET | NARAYANARAOPET | B07352 | LAXMIDEVIPALLY | 257947 | 1KVA | FUJI | GP-UPS | 172.18.78.30
Package-A | MEDAK | SIDDIPET | NARAYANARAOPET | B07352 | MALYAL | 206167 | 1KVA | FUJI | Cluster GP-UPS | 172.18.77.254
Package-A | MEDAK | SIDDIPET | NARAYANARAOPET | B07352 | MATINDLA | 206169 | 1KVA | FUJI | GP-UPS | 172.18.78.14
Package-A | MEDAK | SIDDIPET | NARAYANARAOPET | B07352 | NARAYANRAOPET | 206956 | 1KVA | FUJI | GP-UPS | 172.18.78.34
Package-A | MEDAK | SIDDIPET | SIDDIPET RURAL | B05306 | PEDDA LINGAREDDIPALLE | 243926 | 1KVA | FUJI | GP-UPS | 172.18.77.250
Package-A | MEDAK | SIDDIPET | RAIPOLE | B07275 | ANAJIPUR | 206175 | 1KVA | FUJI | Cluster GP-UPS | 172.18.82.118
Package-A | MEDAK | SIDDIPET | RAIPOLE | B07275 | ANKIREDDIPALLI | 206176 | 1KVA | FUJI | Cluster GP-UPS | 172.18.82.86
Package-A | MEDAK | SIDDIPET | DOULTABAD | B05271 | Appaipally | 278934 | 1KVA | Uniline | GP-UPS | 172.18.82.74
Package-A | MEDAK | SIDDIPET | RAIPOLE | B07275 | AREPALLI SJ | 243924 | 1KVA | FUJI | GP-UPS | 172.18.82.98
Package-A | MEDAK | SIDDIPET | RAIPOLE | B07275 | BEGUMPETA | 206178 | 1KVA | FUJI | GP-UPS | 172.18.82.78
Package-A | MEDAK | SIDDIPET | RAIPOLE | B07275 | CHINNAMASANPALLE | 206179 | 1KVA | FUJI | GP-UPS | 172.18.82.114
Package-A | MEDAK | SIDDIPET | RAIPOLE | B07275 | GOLLAPALLY | 206183 | 1KVA | Uniline | Cluster GP-UPS | 172.18.82.54
Package-A | MEDAK | SIDDIPET | RAIPOLE | B07275 | KOTHAPALLE | 206185 | 1KVA | FUJI | GP-UPS | 172.18.82.106
Package-A | MEDAK | SIDDIPET | RAIPOLE | B07275 | LINGAREDDIPALLI | 206187 | 1KVA | FUJI | GP-UPS | 172.18.82.110
Package-A | MEDAK | SIDDIPET | RAIPOLE | B07275 | Mungeespally | 278941 | 1KVA | Uniline | GP-UPS | 172.18.82.94
Package-A | MEDAK | SIDDIPET | RAIPOLE | B07275 | RAMARAM | 206192 | 1KVA | FUJI | GP-UPS | 172.18.82.58
Package-A | MEDAK | SIDDIPET | RAIPOLE | B07275 | RAMSAGAR | 206193 | 1KVA | Uniline | GP-UPS | 172.18.82.90
Package-A | MEDAK | SIDDIPET | RAIPOLE | B07275 | RAYAPOLE | 206194 | 1KVA | FUJI | Cluster GP-UPS | 172.18.82.102
Package-A | MEDAK | SIDDIPET | RAIPOLE | B07275 | Sayyadnagar | 278944 | 1KVA | Uniline | GP-UPS | 172.18.82.62
Package-A | MEDAK | SIDDIPET | RAIPOLE | B07275 | TENKAMPET | 257943 | 1KVA | FUJI | Cluster GP-UPS | 172.18.82.126
Package-A | MEDAK | SIDDIPET | RAIPOLE | B07275 | TIMMAKKAPALLI | 206197 | 1KVA | FUJI | GP-UPS | 172.18.82.122
Package-A | MEDAK | SIDDIPET | RAIPOLE | B07275 | Veerareddypally | 278939 | 1KVA | Uniline | GP-UPS | 172.18.82.70
Package-A | MEDAK | SIDDIPET | RAIPOLE | B07275 | WADDEPALLE | 206199 | 1KVA | Uniline | Cluster GP-UPS | 172.18.82.66
Package-A | MEDAK | SIDDIPET | RAIPOLE | B07275 | YELKAL | 206200 | 1KVA | Uniline | Cluster GP-UPS | 172.18.82.82
Package-A | MEDAK | SIDDIPET | SIDDIPET RURAL | B05306 | Bandacherlapally | 279253 | 1KVA | FUJI | Cluster GP-UPS | 172.18.85.22
Package-A | MEDAK | SIDDIPET | SIDDIPET URBAN | B07331 | BURUGUPALLE | 206945 | 1KVA | FUJI | GP-UPS | 172.18.85.58
Package-A | MEDAK | SIDDIPET | SIDDIPET RURAL | B05306 | BUSSAPUR | 206946 | 1KVA | FUJI | GP-UPS | 172.18.85.62
Package-A | MEDAK | SIDDIPET | SIDDIPET RURAL | B05306 | CHINNA GUNDAVELLI | 243925 | 1KVA | FUJI | GP-UPS | 172.18.85.18
Package-A | MEDAK | SIDDIPET | SIDDIPET RURAL | B05306 | IRKODE | 206950 | 1KVA | FUJI | Cluster GP-UPS | 172.18.85.54
Package-A | MEDAK | SIDDIPET | SIDDIPET RURAL | B05306 | MACHAPUR | 206953 | 1KVA | FUJI | GP-UPS | 172.18.85.34
Package-A | MEDAK | SIDDIPET | SIDDIPET RURAL | B05306 | PULLUR | 206958 | 1KVA | FUJI | GP-UPS | 172.18.85.26
Package-A | MEDAK | SIDDIPET | SIDDIPET RURAL | B05306 | RAGHAVAPUR | 206959 | 1KVA | FUJI | GP-UPS | 172.18.85.38
Package-A | MEDAK | SIDDIPET | SIDDIPET RURAL | B05306 | Rampur | 279267 | 1KVA | FUJI | GP-UPS | 172.18.85.46
Package-A | MEDAK | SIDDIPET | SIDDIPET RURAL | B05306 | RAORUKULA | 206960 | 1KVA | FUJI | Cluster GP-UPS | 172.18.85.42
Package-A | MEDAK | SIDDIPET | SIDDIPET RURAL | B05306 | Seetarampally | 279342 | 1KVA | FUJI | Cluster GP-UPS | 172.18.85.30
Package-A | MEDAK | SIDDIPET | SIDDIPET RURAL | B05306 | TORNAL | 206962 | 1KVA | FUJI | GP-UPS | 172.18.85.50
Package-A | MEDAK | SIDDIPET | SIDDIPET RURAL | B05306 | VENKATAPUR | 206963 | 1KVA | FUJI | Cluster GP-UPS | 172.18.85.66
Package-A | MEDAK | SIDDIPET | SIDDIPET URBAN | B07331 | BAKRICHAPIAL | 206944 | 1KVA | Uniline | GP-UPS | 172.18.85.90
Package-A | MEDAK | SIDDIPET | SIDDIPET URBAN | B07331 | Boggulonibanda | 279344 | 1KVA | Uniline | GP-UPS | 172.18.85.78
Package-A | MEDAK | SIDDIPET | SIDDIPET URBAN | B07331 | ENSANPALLE | 206948 | 1KVA | Uniline | GP-UPS | 172.18.85.110
Package-A | MEDAK | SIDDIPET | SIDDIPET URBAN | B07331 | Kistasagar | 279371 | 1KVA | Uniline | GP-UPS | 172.18.85.102
Package-A | MEDAK | SIDDIPET | SIDDIPET URBAN | B07331 | MANDAPALLE | 206168 | 1KVA | Uniline | Cluster GP-UPS | 172.18.85.70
Package-A | MEDAK | SIDDIPET | SIDDIPET URBAN | B07331 | MITTAPALLE | 206954 | 1KVA | Uniline | GP-UPS | 172.18.85.74
Package-A | MEDAK | SIDDIPET | SIDDIPET URBAN | B07331 | NACHARPALLE | 206955 | 1KVA | Uniline | GP-UPS | 172.18.85.94
Package-A | MEDAK | SIDDIPET | SIDDIPET URBAN | B07331 | PONNALA | 206957 | 1KVA | FUJI | Cluster GP-UPS | 172.18.85.98
Package-A | MEDAK | SIDDIPET | SIDDIPET URBAN | B07331 | TADKAPALLE | 206961 | 1KVA | Uniline | GP-UPS | 172.18.85.106
Package-A | MEDAK | SIDDIPET | SIDDIPET URBAN | B07331 | VELKATUR | 206620 | 1KVA | Uniline | Cluster GP-UPS | 172.18.85.86
Package-A | MEDAK | SIDDIPET | SIDDIPET URBAN | B07331 | YELLUPALLE | 206964 | 1KVA | FUJI | GP-UPS | 172.18.85.82
Package-A | MEDAK | SIDDIPET | THOGUTA | B05308 | BANDARUPALLE | 206983 | 1KVA | FUJI | Cluster GP-UPS | 172.18.86.106
Package-A | MEDAK | SIDDIPET | THOGUTA | B05308 | BANJERUPALLY | 257909 | 1KVA | Uniline | GP-UPS | 172.18.86.142
Package-A | MEDAK | SIDDIPET | THOGUTA | B05308 | CHANDAPUR | 206984 | 1KVA | FUJI | GP-UPS | 172.18.86.122
Package-A | MEDAK | SIDDIPET | THOGUTA | B05308 | GHANAPUR | 206986 | 1KVA | FUJI | GP-UPS | 172.18.86.102
Package-A | MEDAK | SIDDIPET | THOGUTA | B05308 | GOVARDHANAGIRI | 243415 | 1KVA | Uniline | GP-UPS | 172.18.86.90
Package-A | MEDAK | SIDDIPET | THOGUTA | B05308 | GUDIKANDULA | 206987 | 1KVA | FUJI | Cluster GP-UPS | 172.18.86.98
Package-A | MEDAK | SIDDIPET | THOGUTA | B05308 | KANGAL | 206988 | 1KVA | FUJI | GP-UPS | 172.18.86.86
Package-A | MEDAK | SIDDIPET | THOGUTA | B05308 | LINGAPUR | 206990 | 1KVA | Uniline | Cluster GP-UPS | 172.18.86.138
Package-A | MEDAK | SIDDIPET | THOGUTA | B05308 | LINGAMPET | 206989 | 1KVA | FUJI | GP-UPS | 172.18.86.82
Package-A | MEDAK | SIDDIPET | RAIPOLE | B07275 | MANTOOR | 206189 | 1KVA | Uniline | GP-UPS | 172.18.86.134
Package-A | MEDAK | SIDDIPET | THOGUTA | B05308 | PEDDA MASANPALLE | 206991 | 1KVA | FUJI | GP-UPS | 172.18.86.110
Package-A | MEDAK | SIDDIPET | THOGUTA | B05308 | THOGUTA | 206993 | 1KVA | FUJI | Cluster GP-UPS | 172.18.86.78
Package-A | MEDAK | SIDDIPET | THOGUTA | B05308 | TUKKAPUR | 206994 | 1KVA | FUJI | GP-UPS | 172.18.86.118
Package-A | MEDAK | SIDDIPET | THOGUTA | B05308 | VARDHARAJPALLY | 257969 | 1KVA | FUJI | GP-UPS | 172.18.86.94
Package-A | MEDAK | SIDDIPET | THOGUTA | B05308 | VENKATRAOPET | 206996 | 1KVA | Uniline | GP-UPS | 172.18.86.130
Package-A | MEDAK | SIDDIPET | THOGUTA | B05308 | YELLAREDDIPET | 206997 | 1KVA | Uniline | Cluster GP-UPS | 172.18.86.114
Package-A | MEDAK | SIDDIPET | THOGUTA | B05308 | ZAPTI LINGAREDDIPALLE | 206998 | 1KVA | Uniline | Cluster GP-UPS | 172.18.86.126
Package-A | MEDAK | SIDDIPET | WARGAL | B05310 | AMBERPET | 207021 | 1KVA | Uniline | GP-UPS | 172.18.87.78
Package-A | MEDAK | SIDDIPET | WARGAL | B05310 | ANANTHAGIRIPALLE | 207022 | 1KVA | Uniline | GP-UPS | 172.18.87.90
Package-A | MEDAK | SIDDIPET | WARGAL | B05310 | Ausulonipally | 279398 | 1KVA | Uniline | GP-UPS | 172.18.87.70
Package-A | MEDAK | SIDDIPET | WARGAL | B05310 | Chandkhan Maktha | 279388 | 1KVA | Uniline | GP-UPS | 172.18.87.54
Package-A | MEDAK | SIDDIPET | WARGAL | B05310 | CHOWDHARPALLE | 207023 | 1KVA | Uniline | GP-UPS | 172.18.87.58
Package-A | MEDAK | SIDDIPET | WARGAL | B05310 | Dandupally | 279386 | 1KVA | FUJI | GP-UPS | 172.18.87.98
Package-A | MEDAK | SIDDIPET | WARGAL | B05310 | GIRMAPUR | 207024 | 1KVA | FUJI | GP-UPS | 172.18.87.38
Package-A | MEDAK | SIDDIPET | WARGAL | B05310 | GOURARAM | 207025 | 1KVA | Uniline | Cluster GP-UPS | 172.18.87.66
Package-A | MEDAK | SIDDIPET | WARGAL | B05310 | Govindapur | 279379 | 1KVA | FUJI | Cluster GP-UPS | 172.18.87.42
Package-A | MEDAK | SIDDIPET | WARGAL | B05310 | GUNTIPALLE | 207026 | 1KVA | FUJI | GP-UPS | 172.18.87.34
Package-A | MEDAK | SIDDIPET | WARGAL | B05310 | Jabbapur | 279390 | 1KVA | FUJI | GP-UPS | 172.18.87.46
Package-A | MEDAK | SIDDIPET | WARGAL | B05310 | Madharam | 279376 | 1KVA | FUJI | GP-UPS | 172.18.87.110
Package-A | MEDAK | SIDDIPET | WARGAL | B05310 | MAJIDPALLE | 207027 | 1KVA | FUJI | Cluster GP-UPS | 172.18.87.102
Package-A | MEDAK | SIDDIPET | WARGAL | B05310 | Mallareddypally | 279399 | 1KVA | Uniline | GP-UPS | 172.18.87.30
Package-A | MEDAK | SIDDIPET | WARGAL | B05310 | MEENAJIPET | 207028 | 1KVA | FUJI | Cluster GP-UPS | 172.18.87.122
Package-A | MEDAK | SIDDIPET | WARGAL | B05310 | MYLARAM | 207030 | 1KVA | Uniline | Cluster GP-UPS | 172.18.87.50
Package-A | MEDAK | SIDDIPET | WARGAL | B05310 | NACHARAM | 207031 | 1KVA | FUJI | Cluster GP-UPS | 172.18.87.94
Package-A | MEDAK | SIDDIPET | WARGAL | B05310 | NEMTUR | 207029 | 1KVA | FUJI | GP-UPS | 172.18.87.114
Package-A | MEDAK | SIDDIPET | WARGAL | B05310 | Samalapally | 279392 | 1KVA | FUJI | GP-UPS | 172.18.87.106
Package-A | MEDAK | SIDDIPET | WARGAL | B05310 | Shakaram | 279382 | 1KVA | Uniline | GP-UPS | 172.18.87.74
Package-A | MEDAK | SIDDIPET | WARGAL | B05310 | SHERIPALLY | 257968 | 1KVA | Uniline | Cluster GP-UPS | 172.18.87.130
Package-A | MEDAK | SIDDIPET | WARGAL | B05310 | Singaipally | 279384 | 1KVA | Uniline | GP-UPS | 172.18.87.62
Package-A | MEDAK | SIDDIPET | WARGAL | B05310 | Sitharampally | 279406 | 1KVA | Uniline | GP-UPS | 172.18.87.82
Package-A | MEDAK | SIDDIPET | WARGAL | B05310 | Thuniki Maktha | 279396 | 1KVA | FUJI | GP-UPS | 172.18.87.126
Package-A | MEDAK | SIDDIPET | WARGAL | B05310 | TUNKI KALSA | 207035 | 1KVA | FUJI | Cluster GP-UPS | 172.18.87.118
Package-A | MEDAK | SIDDIPET | WARGAL | B05310 | VELURU | 207036 | 1KVA | Uniline | Cluster GP-UPS | 172.18.87.86
Package-A | MEDAK | SIDDIPET | WARGAL | B05310 | WARGAL | 207037 | 1KVA | Uniline | Cluster GP-UPS | 172.18.87.26
Package-A | RANGAREDDY | RANGAREDDY | AMANGAL | B05207 | Chintalpally | 281655 | 1KVA | Uniline | GP-UPS | 172.18.32.38
Package-A | RANGAREDDY | RANGAREDDY | AMANGAL | B05207 | KANAPUR | 204830 | 1KVA | Uniline | GP-UPS | 172.18.32.6
Package-A | RANGAREDDY | RANGAREDDY | AMANGAL | B05207 | MEDDIGADDA THANDA | 204834 | 1KVA | Uniline | Cluster GP-UPS | 172.18.32.46
Package-A | RANGAREDDY | RANGAREDDY | AMANGAL | B05207 | POLEPALLY | 204836 | 1KVA | Uniline | GP-UPS | 172.18.32.26
Package-A | RANGAREDDY | RANGAREDDY | AMANGAL | B05207 | Shankar Konda Tanda | 281654 | 1KVA | Uniline | GP-UPS | 172.18.32.50
Package-A | RANGAREDDY | RANGAREDDY | AMANGAL | B05207 | SHETTIPALLY | 204839 | 1KVA | Uniline | GP-UPS | 172.18.32.14
Package-A | RANGAREDDY | RANGAREDDY | AMANGAL | B05207 | AKUTHOTAPALLE | 204825 | 1KVA | Uniline | Cluster GP-UPS | 172.18.32.18
Package-A | RANGAREDDY | RANGAREDDY | AMANGAL | B05207 | Chennampalle | 281656 | 1KVA | Uniline | GP-UPS | 172.18.32.34
Package-A | RANGAREDDY | RANGAREDDY | AMANGAL | B05207 | Kotha Kunta Thanda | 281657 | 1KVA | Uniline | GP-UPS | 172.18.32.30
Package-A | RANGAREDDY | RANGAREDDY | AMANGAL | B05207 | MANGALAPALLE | 204833 | 1KVA | Uniline | Cluster GP-UPS | 172.18.32.42
Package-A | RANGAREDDY | RANGAREDDY | AMANGAL | B05207 | RAMANUTHULA | 204837 | 1KVA | Uniline | Cluster GP-UPS | 172.18.32.2
Package-A | RANGAREDDY | RANGAREDDY | AMANGAL | B05207 | SEETHARAM NAGAR TANDA | 204838 | 1KVA | Uniline | GP-UPS | 172.18.32.10
Package-A | RANGAREDDY | RANGAREDDY | AMANGAL | B05207 | SINGAMPALLY | 204840 | 1KVA | Uniline | Cluster GP-UPS | 172.18.32.22
Package-A | RANGAREDDY | RANGAREDDY | JILLED CHOWDERGUDEM | B07335 | CHEGIREDDI GHANPUR | 205412 | 1KVA | Uniline | GP-UPS | 172.18.32.230
Package-A | RANGAREDDY | RANGAREDDY | JILLED CHOWDERGUDEM | B07335 | CHINTHAKUNTA THANDA | 288931 | 1KVA | Uniline | GP-UPS | 172.18.32.234
Package-A | RANGAREDDY | RANGAREDDY | JILLED CHOWDERGUDEM | B07335 | Dharmya Thanda | 288935 | 1KVA | Uniline | GP-UPS | 172.18.32.246
Package-A | RANGAREDDY | RANGAREDDY | JILLED CHOWDERGUDEM | B07335 | EDIRA | 205415 | 1KVA | Uniline | GP-UPS | 172.18.33.26
Package-A | RANGAREDDY | RANGAREDDY | JILLED CHOWDERGUDEM | B07335 | Elkaguda | 288937 | 1KVA | Uniline | GP-UPS | 172.18.33.10
Package-A | RANGAREDDY | RANGAREDDY | JILLED CHOWDERGUDEM | B07335 | GALIGUDA | 205416 | 1KVA | Uniline | Cluster GP-UPS | 172.18.32.250
Package-A | RANGAREDDY | RANGAREDDY | JILLED CHOWDERGUDEM | B07335 | GUNJALAPAHAD | 205417 | 1KVA | Uniline | Cluster GP-UPS | 172.18.33.38
Package-A | RANGAREDDY | RANGAREDDY | JILLED CHOWDERGUDEM | B07335 | GURRAMPALLE | 205418 | 1KVA | Uniline | GP-UPS | 172.18.33.18
Package-A | RANGAREDDY | RANGAREDDY | JILLED CHOWDERGUDEM | B07335 | INDRANAGAR | 205419 | 1KVA | Uniline | GP-UPS | 172.18.33.14
Package-A | RANGAREDDY | RANGAREDDY | JILLED CHOWDERGUDEM | B07335 | JILLED | 205421 | 1KVA | Uniline | Cluster GP-UPS | 172.18.32.226
Package-A | RANGAREDDY | RANGAREDDY | JILLED CHOWDERGUDEM | B07335 | Kasulabad | 288933 | 1KVA | Uniline | Cluster GP-UPS | 172.18.33.30
Package-A | RANGAREDDY | RANGAREDDY | JILLED CHOWDERGUDEM | B07335 | Lachampeta | 288940 | 1KVA | Uniline | Cluster GP-UPS | 172.18.33.58
Package-A | RANGAREDDY | RANGAREDDY | KONDURG | B05235 | Lalapeta | 288946 | 1KVA | FUJI | GP-UPS | 172.18.33.62
Package-A | RANGAREDDY | RANGAREDDY | JILLED CHOWDERGUDEM | B07335 | Mustipally | 288934 | 1KVA | Uniline | Cluster GP-UPS | 172.18.32.238
Package-A | RANGAREDDY | RANGAREDDY | JILLED CHOWDERGUDEM | B07335 | PADMARAM | 205425 | 1KVA | Uniline | GP-UPS | 172.18.33.6
Package-A | RANGAREDDY | RANGAREDDY | JILLED CHOWDERGUDEM | B07335 | PEDDA YELKICHERLA | 205427 | 1KVA | Uniline | GP-UPS | 172.18.32.254
Package-A | RANGAREDDY | RANGAREDDY | JILLED CHOWDERGUDEM | B07335 | RAVIRYAL | 205428 | 1KVA | Uniline | Cluster GP-UPS | 172.18.33.22
Package-A | RANGAREDDY | RANGAREDDY | JILLED CHOWDERGUDEM | B07335 | THOOMPALLE | 205433 | 1KVA | Uniline | Cluster GP-UPS | 172.18.33.46
Package-A | RANGAREDDY | RANGAREDDY | JILLED CHOWDERGUDEM | B07335 | TUMMALAPALLE | 205434 | 1KVA | FUJI | GP-UPS | 172.18.33.54
Package-A | RANGAREDDY | RANGAREDDY | KONDURG | B05235 | UMMETHYAL | 205435 | 1KVA | FUJI | GP-UPS | 172.18.33.66
Package-A | RANGAREDDY | RANGAREDDY | JILLED CHOWDERGUDEM | B07335 | Vachya Thanda | 288936 | 1KVA | Uniline | GP-UPS | 172.18.32.242
Package-A | RANGAREDDY | RANGAREDDY | JILLED CHOWDERGUDEM | B07335 | Vanampally | 288938 | 1KVA | FUJI | GP-UPS | 172.18.33.50
Package-A | RANGAREDDY | RANGAREDDY | JILLED CHOWDERGUDEM | B07335 | VEERANNAPETA | 205437 | 1KVA | Uniline | Cluster GP-UPS | 172.18.33.2
Package-A | RANGAREDDY | RANGAREDDY | JILLED CHOWDERGUDEM | B07335 | Chowderguda | 288939 | 1KVA | Uniline | Cluster GP-UPS | 172.18.32.222
Package-A | RANGAREDDY | RANGAREDDY | JILLED CHOWDERGUDEM | B07335 | JAKARAM | 205420 | 1KVA | Uniline | GP-UPS | 172.18.33.42
Package-A | RANGAREDDY | RANGAREDDY | JILLED CHOWDERGUDEM | B07335 | Peerjapur | 288932 | 1KVA | Uniline | GP-UPS | 172.18.33.34
Package-A | RANGAREDDY | RANGAREDDY | FAROOQNAGAR | B05221 | ANNARAM | 205118 | 1KVA | Uniline | GP-UPS | 172.18.34.66
Package-A | RANGAREDDY | RANGAREDDY | FAROOQNAGAR | B05221 | BUCHIGUDA | 205121 | 1KVA | FUJI | GP-UPS | 172.18.33.210
Package-A | RANGAREDDY | RANGAREDDY | FAROOQNAGAR | B05221 | BURGUL | 205122 | 1KVA | FUJI | Cluster GP-UPS | 172.18.34.38
Package-A | RANGAREDDY | RANGAREDDY | FAROOQNAGAR | B05221 | CHILKAMARRI | 205123 | 1KVA | Uniline | GP-UPS | 172.18.34.34
Package-A | RANGAREDDY | RANGAREDDY | FAROOQNAGAR | B05221 | Chinna Chilkamarry | 281694 | 1KVA | FUJI | GP-UPS | 172.18.33.246
Package-A | RANGAREDDY | RANGAREDDY | FAROOQNAGAR | B05221 | CHINCHOD | 205124 | 1KVA | Uniline | Cluster GP-UPS | 172.18.34.110
Package-A | RANGAREDDY | RANGAREDDY | FAROOQNAGAR | B05221 | DEVUNI PALLE | 205127 | 1KVA | Uniline | GP-UPS | 172.18.34.114
Package-A | RANGAREDDY | RANGAREDDY | FAROOQNAGAR | B05221 | Devunibanda thanda | 281700 | 1KVA | FUJI | GP-UPS | 172.18.33.238
Package-A | RANGAREDDY | RANGAREDDY | FAROOQNAGAR | B05221 | DOOSKAL | 205128 | 1KVA | FUJI | Cluster GP-UPS | 172.18.33.206
Package-A | RANGAREDDY | RANGAREDDY | FAROOQNAGAR | B05221 | ELKATTA | 205129 | 1KVA | Uniline | Cluster GP-UPS | 172.18.34.22
Package-A | RANGAREDDY | RANGAREDDY | FAROOQNAGAR | B05221 | GANTLAVELLI | 205130 | 1KVA | FUJI | Cluster GP-UPS | 172.18.33.234
Package-A | RANGAREDDY | RANGAREDDY | FAROOQNAGAR | B05221 | Kadialakunta thanda | 281696 | 1KVA | FUJI | GP-UPS | 172.18.34.58
Package-A | RANGAREDDY | RANGAREDDY | FAROOQNAGAR | B05221 | KAMMADANAM | 205132 | 1KVA | FUJI | GP-UPS | 172.18.33.242
Package-A | RANGAREDDY | RANGAREDDY | FAROOQNAGAR | B05221 | KANDIVANAM | 205134 | 1KVA | Uniline | Cluster GP-UPS | 172.18.34.118
Package-A | RANGAREDDY | RANGAREDDY | FAROOQNAGAR | B05221 | Kasireddyguda | 281690 | 1KVA | FUJI | GP-UPS | 172.18.34.54
Package-A | RANGAREDDY | RANGAREDDY | FAROOQNAGAR | B05221 | KISHAN NAGAR | 205135 | 1KVA | Uniline | GP-UPS | 172.18.34.2
Package-A | RANGAREDDY | RANGAREDDY | FAROOQNAGAR | B05221 | LINGAREDDYGUDA | 205137 | 1KVA | FUJI | GP-UPS | 172.18.33.202
Package-A | RANGAREDDY | RANGAREDDY | FAROOQNAGAR | B05221 | MADHURAPUR | 205138 | 1KVA | FUJI | GP-UPS | 172.18.33.230
Package-A | RANGAREDDY | RANGAREDDY | FAROOQNAGAR | B05221 | Mondoni rai thanda | 281701 | 1KVA | Uniline | GP-UPS | 172.18.34.78
Package-A | RANGAREDDY | RANGAREDDY | FAROOQNAGAR | B05221 | NAGULA PALLE | 205140 | 1KVA | Uniline | GP-UPS | 172.18.34.30
Package-A | RANGAREDDY | RANGAREDDY | FAROOQNAGAR | B05221 | Nerellacheruvu | 281695 | 1KVA | FUJI | GP-UPS | 172.18.34.46
Package-A | RANGAREDDY | RANGAREDDY | FAROOQNAGAR | B05221 | RAIKAL | 205141 | 1KVA | Uniline | Cluster GP-UPS | 172.18.34.62
Package-A | RANGAREDDY | RANGAREDDY | FAROOQNAGAR | B05221 | Rameshwaram | 281682 | 1KVA | Uniline | GP-UPS | 172.18.34.70
Package-A | RANGAREDDY | RANGAREDDY | FAROOQNAGAR | B05221 | Rasamallaguda | 281698 | 1KVA | Uniline | Cluster GP-UPS | 172.18.34.26
Package-A | RANGAREDDY | RANGAREDDY | FAROOQNAGAR | B05221 | Sheriguda | 281684 | 1KVA | Uniline | Cluster GP-UPS | 172.18.33.226
Package-A | RANGAREDDY | RANGAREDDY | FAROOQNAGAR | B05221 | Upparigadda | 281699 | 1KVA | FUJI | GP-UPS | 172.18.34.106
Package-A | RANGAREDDY | RANGAREDDY | FAROOQNAGAR | B05221 | Venkannguda thanda | 281702 | 1KVA | FUJI | GP-UPS | 172.18.33.218
Package-A | RANGAREDDY | RANGAREDDY | FAROOQNAGAR | B05221 | VITTYAL | 205143 | 1KVA | Uniline | Cluster GP-UPS | 172.18.34.74
Package-A | RANGAREDDY | RANGAREDDY | FAROOQNAGAR | B05221 | AYYAWARI PALLE | 205119 | 1KVA | FUJI | GP-UPS | 172.18.34.102
Package-A | RANGAREDDY | RANGAREDDY | FAROOQNAGAR | B05221 | BHEEMARAM | 205120 | 1KVA | Uniline | Cluster GP-UPS | 172.18.34.98
Package-A | RANGAREDDY | RANGAREDDY | FAROOQNAGAR | B05221 | CHINTAGUDA | 205125 | 1KVA | FUJI | Cluster GP-UPS | 172.18.34.50
Package-A | RANGAREDDY | RANGAREDDY | FAROOQNAGAR | B05221 | Chowdammagutta thanda | 281689 | 1KVA | Uniline | GP-UPS | 172.18.33.254
Package-A | RANGAREDDY | RANGAREDDY | FAROOQNAGAR | B05221 | CHOWLAPALLY | 205126 | 1KVA | Uniline | Cluster GP-UPS | 172.18.34.6
Package-A | RANGAREDDY | RANGAREDDY | FAROOQNAGAR | B05221 | Donthikunta thanda | 281686 | 1KVA | Uniline | GP-UPS | 172.18.34.10
Package-A | RANGAREDDY | RANGAREDDY | FAROOQNAGAR | B05221 | Giraigutta thanda | 281691 | 1KVA | Uniline | GP-UPS | 172.18.34.90
Package-A | RANGAREDDY | RANGAREDDY | FAROOQNAGAR | B05221 | HAJIPALLE | 205131 | 1KVA | Uniline | Cluster GP-UPS | 172.18.33.250
Package-A | RANGAREDDY | RANGAREDDY | FAROOQNAGAR | B05221 | KAMSANPALLE | 205133 | 1KVA | Uniline | GP-UPS | 172.18.34.86
Package-A | RANGAREDDY | RANGAREDDY | FAROOQNAGAR | B05221 | KONDANNAGUDA | 205136 | 1KVA | FUJI | Cluster GP-UPS | 172.18.33.214
Package-A | RANGAREDDY | RANGAREDDY | FAROOQNAGAR | B05221 | Kundel Kunta Thanda | 281697 | 1KVA | FUJI | GP-UPS | 172.18.34.42
Package-A | RANGAREDDY | RANGAREDDY | FAROOQNAGAR | B05221 | MOGALAGIDDA | 205139 | 1KVA | Uniline | Cluster GP-UPS | 172.18.34.126
Package-A | RANGAREDDY | RANGAREDDY | FAROOQNAGAR | B05221 | Peerlaguda | 281685 | 1KVA | Uniline | GP-UPS | 172.18.34.14
Package-A | RANGAREDDY | RANGAREDDY | FAROOQNAGAR | B05221 | Pulcharla kunta thanda | 281692 | 1KVA | Uniline | GP-UPS | 172.18.34.82
Package-A | RANGAREDDY | RANGAREDDY | FAROOQNAGAR | B05221 | Rangampalli | 281687 | 1KVA | Uniline | GP-UPS | 172.18.34.18
Package-A | RANGAREDDY | RANGAREDDY | FAROOQNAGAR | B05221 | VELJERLA | 205142 | 1KVA | FUJI | Cluster GP-UPS | 172.18.33.222
Package-A | RANGAREDDY | RANGAREDDY | FAROOQNAGAR | B05221 | Venkatreddypally | 281693 | 1KVA | FUJI | GP-UPS | 172.18.34.94
Package-A | RANGAREDDY | RANGAREDDY | FAROOQNAGAR | B05221 | Yellam pally | 281688 | 1KVA | Uniline | GP-UPS | 172.18.34.122
Package-A | RANGAREDDY | RANGAREDDY | KADTHAL | B07225 | Anmaspally | 281662 | 1KVA | Uniline | GP-UPS | 172.18.34.170
Package-A | RANGAREDDY | RANGAREDDY | KADTHAL | B07225 | Balajinagar Thanda | 281671 | 1KVA | Uniline | GP-UPS | 172.18.34.138
Package-A | RANGAREDDY | RANGAREDDY | KADTHAL | B07225 | CHALLAMPALLE | 205890 | 1KVA | Uniline | Cluster GP-UPS | 172.18.34.134
Package-A | RANGAREDDY | RANGAREDDY | KADTHAL | B07225 | CHERIKONDA | 204827 | 1KVA | Uniline | Cluster GP-UPS | 172.18.34.218
Package-A | RANGAREDDY | RANGAREDDY | KADTHAL | B07225 | EKWAIPALLE | 204828 | 1KVA | Uniline | Cluster GP-UPS | 172.18.34.206
Package-A | RANGAREDDY | RANGAREDDY | KADTHAL | B07225 | Gangumarla Tanda | 281664 | 1KVA | Uniline | GP-UPS | 172.18.34.166
Package-A | RANGAREDDY | RANGAREDDY | KADTHAL | B07225 | Govindaipalle | 281658 | 1KVA | Uniline | GP-UPS | 172.18.34.202
Package-A | RANGAREDDY | RANGAREDDY | KADTHAL | B07225 | Govindaipalle Thanda | 281659 | 1KVA | Uniline | GP-UPS | 172.18.34.154
Package-A | RANGAREDDY | RANGAREDDY | KADTHAL | B07225 | KADTHAL | 204829 | 1KVA | FUJI | Cluster GP-UPS | 172.18.34.174
Package-A | RANGAREDDY | RANGAREDDY | KADTHAL | B07225 | KARKALPAHAD | 204831 | 1KVA | Uniline | Cluster GP-UPS | 172.18.34.146
Package-A | RANGAREDDY | RANGAREDDY | KADTHAL | B07225 | Kondriganibodu Thanda | 281663 | 1KVA | Uniline | GP-UPS | 172.18.34.178
Package-A | RANGAREDDY | RANGAREDDY | KADTHAL | B07225 | MAISIGANDI | 204832 | 1KVA | Uniline | Cluster GP-UPS | 172.18.34.162
Package-A | RANGAREDDY | RANGAREDDY | KADTHAL | B07225 | Marripalle | 281667 | 1KVA | Uniline | GP-UPS | 172.18.34.210
Package-A | RANGAREDDY | RANGAREDDY | KADTHAL | B07225 | MUDVIN | 204835 | 1KVA | Uniline | Cluster GP-UPS | 172.18.34.214
Package-A | RANGAREDDY | RANGAREDDY | KADTHAL | B07225 | Narlakunta Thanda | 281661 | 1KVA | Uniline | GP-UPS | 172.18.34.150
Package-A | RANGAREDDY | RANGAREDDY | KADTHAL | B07225 | NYAMATHAPUR | 281670 | 1KVA | Uniline | GP-UPS | 172.18.34.182
Package-A | RANGAREDDY | RANGAREDDY | KADTHAL | B07225 | Pallechelka Tanda | 281668 | 1KVA | Uniline | GP-UPS | 172.18.34.222
Package-A | RANGAREDDY | RANGAREDDY | KADTHAL | B07225 | Pedda Vemuloni Bai Tanda | 281666 | 1KVA | Uniline | GP-UPS | 172.18.34.130
Package-A | RANGAREDDY | RANGAREDDY | KADTHAL | B07225 | RAVICHEDU | 205902 | 1KVA | Uniline | GP-UPS | 172.18.34.186
Package-A | RANGAREDDY | RANGAREDDY | KADTHAL | B07225 | SALARPUR | 205903 | 1KVA | Uniline | Cluster GP-UPS | 172.18.34.198
Package-A | RANGAREDDY | RANGAREDDY | KADTHAL | B07225 | VASUDEVAPUR | 204841 | 1KVA | Uniline | GP-UPS | 172.18.34.142
Package-A | RANGAREDDY | RANGAREDDY | KADTHAL | B07225 | Gaddamedi Tanda | 281665 | 1KVA | Uniline | GP-UPS | 172.18.34.158
Package-A | RANGAREDDY | RANGAREDDY | KADTHAL | B07225 | MAKTHAMADHARAM | 205899 | 1KVA | FUJI | Cluster GP-UPS | 172.18.34.190
Package-A | RANGAREDDY | RANGAREDDY | KADTHAL | B07225 | REKYA THANDA | 281669 | 1KVA | Uniline | GP-UPS | 172.18.34.194
Package-A | RANGAREDDY | RANGAREDDY | KESHAMPETA | B05230 | ALWAL | 205316 | 1KVA | Uniline | GP-UPS | 172.18.34.246
Package-A | RANGAREDDY | RANGAREDDY | KESHAMPETA | B05230 | BHAIRKHANPALLE | 205317 | 1KVA | Uniline | GP-UPS | 172.18.35.78
Package-A | RANGAREDDY | RANGAREDDY | KESHAMPETA | B05230 | BODANAMPALLE | 205318 | 1KVA | Uniline | GP-UPS | 172.18.34.254
Package-A | RANGAREDDY | RANGAREDDY | KESHAMPETA | B05230 | CHINTAKUNTA PALLE | 281681 | 1KVA | Uniline | GP-UPS | 172.18.35.42
Package-A | RANGAREDDY | RANGAREDDY | KESHAMPETA | B05230 | CHOWLAPALLE | 205319 | 1KVA | Uniline | GP-UPS | 172.18.34.226
Package-A | RANGAREDDY | RANGAREDDY | KESHAMPETA | B05230 | DATTAIPALLE | 281676 | 1KVA | Uniline | GP-UPS | 172.18.35.58
Package-A | RANGAREDDY | RANGAREDDY | KESHAMPETA | B05230 | DEVUNIGUDI TANDA | 281674 | 1KVA | Uniline | GP-UPS | 172.18.35.34
Package-A | RANGAREDDY | RANGAREDDY | KESHAMPETA | B05230 | EKLASKHAMPETA | 205320 | 1KVA | Uniline | GP-UPS | 172.18.35.74
Package-A | RANGAREDDY | RANGAREDDY | KESHAMPETA | B05230 | IPPALAPALLE | 205321 | 1KVA | Uniline | GP-UPS | 172.18.35.46
Package-A | RANGAREDDY | RANGAREDDY | KESHAMPETA | B05230 | KAKANOOR | 205322 | 1KVA | Uniline | Cluster GP-UPS | 172.18.35.18
Package-A | RANGAREDDY | RANGAREDDY | KESHAMPETA | B05230 | KESHAMPET | 205323 | 1KVA | Uniline | Cluster GP-UPS | 172.18.34.250
Package-A | RANGAREDDY | RANGAREDDY | KESHAMPETA | B05230 | KONAIPALLE | 281680 | 1KVA | Uniline | Cluster GP-UPS | 172.18.34.242
Package-A | RANGAREDDY | RANGAREDDY | KESHAMPETA | B05230 | KONDAREDDIPALLE | 205324 | 1KVA | Uniline | Cluster GP-UPS | 172.18.35.26
Package-A | RANGAREDDY | RANGAREDDY | KESHAMPETA | B05230 | KOTHAPETA | 205325 | 1KVA | Uniline | Cluster GP-UPS | 172.18.34.234
Package-A | RANGAREDDY | RANGAREDDY | KESHAMPETA | B05230 | LEMAMIDI | 205326 | 1KVA | Uniline | Cluster GP-UPS | 172.18.35.2
Package-A | RANGAREDDY | RANGAREDDY | KESHAMPETA | B05230 | LINGAMDANA | 205327 | 1KVA | Uniline | GP-UPS | 172.18.35.14
Package-A | RANGAREDDY | RANGAREDDY | KESHAMPETA | B05230 | MANGALI GUDA | 281673 | 1KVA | Uniline | GP-UPS | 172.18.35.82
Package-A | RANGAREDDY | RANGAREDDY | KESHAMPETA | B05230 | NIRDAVALLY | 205328 | 1KVA | Uniline | GP-UPS | 172.18.35.6
Package-A | RANGAREDDY | RANGAREDDY | KESHAMPETA | B05230 | PAPIREDDIGUDA | 205329 | 1KVA | Uniline | GP-UPS | 172.18.35.50
Package-A | RANGAREDDY | RANGAREDDY | KESHAMPETA | B05230 | PATIGADDA | 281672 | 1KVA | Uniline | GP-UPS | 172.18.34.230
Package-A | RANGAREDDY | RANGAREDDY | KESHAMPETA | B05230 | POLKONGUTTA TANDA | 281679 | 1KVA | Uniline | Cluster GP-UPS | 172.18.35.70
Package-A | RANGAREDDY | RANGAREDDY | KESHAMPETA | B05230 | POMALPALLE | 205330 | 1KVA | Uniline | GP-UPS | 172.18.35.30
Package-A | RANGAREDDY | RANGAREDDY | KESHAMPETA | B05230 | PUTTAVANIGUDA | 281678 | 1KVA | Uniline | GP-UPS | 172.18.35.62
Package-A | RANGAREDDY | RANGAREDDY | KESHAMPETA | B05230 | SANGAM | 205331 | 1KVA | Uniline | GP-UPS | 172.18.35.66
Package-A | RANGAREDDY | RANGAREDDY | KESHAMPETA | B05230 | SANTHAPUR | 205332 | 1KVA | Uniline | GP-UPS | 172.18.34.238
Package-A | RANGAREDDY | RANGAREDDY | KESHAMPETA | B05230 | SUNDARAPUR | 281677 | 1KVA | Uniline | GP-UPS | 172.18.35.22
Package-A | RANGAREDDY | RANGAREDDY | KESHAMPETA | B05230 | THOMMIDIREKULA | 205333 | 1KVA | Uniline | Cluster GP-UPS | 172.18.35.10
Package-A | RANGAREDDY | RANGAREDDY | KESHAMPETA | B05230 | THURPUGADDA TANDA | 281675 | 1KVA | Uniline | Cluster GP-UPS | 172.18.35.54
Package-A | RANGAREDDY | RANGAREDDY | KESHAMPETA | B05230 | VEMULANARVA | 205334 | 1KVA | Uniline | Cluster GP-UPS | 172.18.35.38
Package-A | RANGAREDDY | RANGAREDDY | KONDURG | B05235 | AGRYAL | 205411 | 1KVA | Uniline | GP-UPS | 172.18.35.234
Package-A | RANGAREDDY | RANGAREDDY | KONDURG | B05235 | Bairampally | 288942 | 1KVA | Uniline | Cluster GP-UPS | 172.18.36.10
Package-A | RANGAREDDY | RANGAREDDY | KONDURG | B05235 | CHERUKUPALLE | 205413 | 1KVA | Uniline | GP-UPS | 172.18.35.218
Package-A | RANGAREDDY | RANGAREDDY | KONDURG | B05235 | CHINNAYELKICHERLA | 205414 | 1KVA | Uniline | Cluster GP-UPS | 172.18.35.250
Package-A | RANGAREDDY | RANGAREDDY | KONDURG | B05235 | Gangannaguda | 288941 | 1KVA | Uniline | Cluster GP-UPS | 172.18.35.210
Package-A | RANGAREDDY | RANGAREDDY | KONDURG | B05235 | KONDURG | 205422 | 1KVA | FUJI | Cluster GP-UPS | 172.18.36.30
Package-A | RANGAREDDY | RANGAREDDY | KONDURG | B05235 | Laxmidevunipally | 288945 | 1KVA | Uniline | Cluster GP-UPS | 172.18.35.230
Package-A | RANGAREDDY | RANGAREDDY | KONDURG | B05235 | MAHADEVPOOR | 205423 | 1KVA | Uniline | GP-UPS | 172.18.36.6
Package-A | RANGAREDDY | RANGAREDDY | KONDURG | B05235 | PARVATHPUR | 205426 | 1KVA | Uniline | GP-UPS | 172.18.35.214
Package-A | RANGAREDDY | RANGAREDDY | KONDURG | B05235 | Patha Agiryala | 288947 | 1KVA | Uniline | GP-UPS | 172.18.35.238
Package-A | RANGAREDDY | RANGAREDDY | KONDURG | B05235 | Pulusu Mamidi | 288943 | 1KVA | Uniline | GP-UPS | 172.18.36.2
Package-A | RANGAREDDY | RANGAREDDY | KONDURG | B05235 | REGADI CHILAKAMARRI | 205429 | 1KVA | Uniline | GP-UPS | 172.18.36.26
Package-A | RANGAREDDY | RANGAREDDY | KONDURG | B05235 | SRIRANGAPUR | 205430 | 1KVA | Uniline | GP-UPS | 172.18.35.254
Package-A | RANGAREDDY | RANGAREDDY | KONDURG | B05235 | TANGELLAPALLE | 205431 | 1KVA | Uniline | Cluster GP-UPS | 172.18.35.242
Package-A | RANGAREDDY | RANGAREDDY | KONDURG | B05235 | TEKULAPALLE | 205432 | 1KVA | Uniline | Cluster GP-UPS | 172.18.36.18
Package-A | RANGAREDDY | RANGAREDDY | KONDURG | B05235 | VENKIRYAL | 205438 | 1KVA | Uniline | GP-UPS | 172.18.35.226
Package-A | RANGAREDDY | RANGAREDDY | KONDURG | B05235 | VISWANATHPUR | 205439 | 1KVA | Uniline | GP-UPS | 172.18.35.222
Package-A | RANGAREDDY | RANGAREDDY | KONDURG | B05235 | Ayodyapur Thanda | 288944 | 1KVA | Uniline | GP-UPS | 172.18.35.246
Package-A | RANGAREDDY | RANGAREDDY | KONDURG | B05235 | MUTPOOR | 205424 | 1KVA | Uniline | GP-UPS | 172.18.36.22
Package-A | RANGAREDDY | RANGAREDDY | KONDURG | B05235 | UTTARASPALLE | 205436 | 1KVA | Uniline | GP-UPS | 172.18.36.14
Package-A | RANGAREDDY | RANGAREDDY | NANDIGAMA | B07301 | Chakalidanigutta Thanda | 289471 | 1KVA | FUJI | GP-UPS | 172.18.36.86
Package-A | RANGAREDDY | RANGAREDDY | KOTHUR | B05238 | GUDUR | 205492 | 1KVA | Uniline | GP-UPS | 172.18.36.102
Package-A | RANGAREDDY | RANGAREDDY | KOTHUR | B05238 | INMULNARVA | 205493 | 1KVA | FUJI | Cluster GP-UPS | 172.18.36.70
Package-A | RANGAREDDY | RANGAREDDY | KOTHUR | B05238 | KODICHERLA | 205494 | 1KVA | Uniline | GP-UPS | 172.18.36.50
Package-A | RANGAREDDY | RANGAREDDY | KOTHUR | B05238 | Kodicherlathanda | 281705 | 1KVA | FUJI | GP-UPS | 172.18.36.74
Package-A | RANGAREDDY | RANGAREDDY | KOTHUR | B05238 | KOTHUR | 205495 | 1KVA | Uniline | GP-UPS | 172.18.36.34
Package-A | RANGAREDDY | RANGAREDDY | KOTHUR | B05238 | Makthaguda | 281703 | 1KVA | Uniline | GP-UPS | 172.18.36.106
Package-A | RANGAREDDY | RANGAREDDY | KOTHUR | B05238 | MALLAPUR | 205496 | 1KVA | Uniline | Cluster GP-UPS | 172.18.36.94
Package-A | RANGAREDDY | RANGAREDDY | KOTHUR | B05238 | Mallapur thanda | 281704 | 1KVA | Uniline | GP-UPS | 172.18.36.98
Package-A | RANGAREDDY | RANGAREDDY | NANDIGAMA | B07301 | MEKAGUDA | 205498 | 1KVA | FUJI | GP-UPS | 172.18.36.78
Package-A | RANGAREDDY | RANGAREDDY | FAROOQNAGAR | B05221 | Melaguda | 281683 | 1KVA | FUJI | GP-UPS | 172.18.36.66
Package-A | RANGAREDDY | RANGAREDDY | KOTHUR | B05238 | PENJERLA | 205501 | 1KVA | Uniline | Cluster GP-UPS | 172.18.36.46
Package-A | RANGAREDDY | RANGAREDDY | NANDIGAMA | B07301 | RANGAPUR | 205502 | 1KVA | Uniline | Cluster GP-UPS | 172.18.36.82
Package-A | RANGAREDDY | RANGAREDDY | KOTHUR | B05238 | SERIGUDABHADRAYAPALLY | 205503 | 1KVA | Uniline | GP-UPS | 172.18.36.54
Package-A | RANGAREDDY | RANGAREDDY | KOTHUR | B05238 | SIDDAPUR | 205504 | 1KVA | Uniline | Cluster GP-UPS | 172.18.36.58
Package-A | RANGAREDDY | RANGAREDDY | NANDIGAMA | B07301 | Tallaguda | 281708 | 1KVA | Uniline | GP-UPS | 172.18.36.90
Package-A | RANGAREDDY | RANGAREDDY | KOTHUR | B05238 | THEEGAPUR | 205505 | 1KVA | Uniline | GP-UPS | 172.18.36.38
Package-A | RANGAREDDY | RANGAREDDY | KOTHUR | B05238 | THIMMAPOOR | 244061 | 1KVA | FUJI | Cluster GP-UPS | 172.18.36.42
Package-A | RANGAREDDY | RANGAREDDY | KOTHUR | B05238 | Yenugulamadugu thanda | 281706 | 1KVA | Uniline | GP-UPS | 172.18.36.62
Package-A | RANGAREDDY | RANGAREDDY | MADGUL | B05241 | ANDUGUL | 205547 | 1KVA | FUJI | GP-UPS | 172.18.36.226
Package-A | RANGAREDDY | RANGAREDDY | MADGUL | B05241 | ANNEBOINPALLE | 205548 | 1KVA | Uniline | Cluster GP-UPS | 172.18.36.198
Package-A | RANGAREDDY | RANGAREDDY | MADGUL | B05241 | Anthampet | 281732 | 1KVA | FUJI | GP-UPS | 172.18.36.230
Package-A | RANGAREDDY | RANGAREDDY | MADGUL | B05241 | APPAREDDIPALLE | 205549 | 1KVA | Uniline | GP-UPS | 172.18.36.150
Package-A | RANGAREDDY | RANGAREDDY | MADGUL | B05241 | ARKAPALLE | 205550 | 1KVA | Uniline | Cluster GP-UPS | 172.18.36.202
Package-A | RANGAREDDY | RANGAREDDY | MADGUL | B05241 | AURPALLE | 205551 | 1KVA | Uniline | Cluster GP-UPS | 172.18.36.138
Package-A | RANGAREDDY | RANGAREDDY | MADGUL | B05241 | BRAHMANAPALLE | 205552 | 1KVA | Uniline | GP-UPS | 172.18.36.162
Package-A | RANGAREDDY | RANGAREDDY | MADGUL | B05241 | Chandrainpally | 281723 | 1KVA | Uniline | GP-UPS | 172.18.36.186
Package-A | RANGAREDDY | RANGAREDDY | MADGUL | B05241 | DODLAPAHAD | 205553 | 1KVA | Uniline | GP-UPS | 172.18.36.134
Package-A | RANGAREDDY | RANGAREDDY | MADGUL | B05241 | Feroznagar | 281718 | 1KVA | Uniline | GP-UPS | 172.18.36.130
Package-A | RANGAREDDY | RANGAREDDY | MADGUL | B05241 | GIRIKOTHAPALLE | 205554 | 1KVA | FUJI | Cluster GP-UPS | 172.18.36.238
Package-A | RANGAREDDY | RANGAREDDY | MADGUL | B05241 | Gudi Tanda | 281719 | 1KVA | Uniline | Cluster GP-UPS | 172.18.36.118
Package-A | RANGAREDDY | RANGAREDDY | MADGUL | B05241 | IRWIN | 205555 | 1KVA | FUJI | Cluster GP-UPS | 172.18.36.170
Package-A | RANGAREDDY | RANGAREDDY | MADGUL | B05241 | Jarpula Tanda | 281731 | 1KVA | FUJI | GP-UPS | 172.18.36.214
Package-A | RANGAREDDY | RANGAREDDY | MADGUL | B05241 | Jayaram Tanda | 281721 | 1KVA | FUJI | GP-UPS | 172.18.36.142
Package-A | RANGAREDDY | RANGAREDDY | MADGUL | B05241 | KALAKONDA | 205556 | 1KVA | Uniline | GP-UPS | 172.18.36.178
Package-A | RANGAREDDY | RANGAREDDY | MADGUL | B05241 | Kasigudem | 281728 | 1KVA | FUJI | GP-UPS | 172.18.36.166
Package-A | RANGAREDDY | RANGAREDDY | MADGUL | B05241 | Katragani Tanda | 281717 | 1KVA | Uniline | GP-UPS | 172.18.36.122
Package-A | RANGAREDDY | RANGAREDDY | MADGUL | B05241 | KHYBYA TANDA | 205557 | 1KVA | FUJI | Cluster GP-UPS | 172.18.36.222
Package-A | RANGAREDDY | RANGAREDDY | MADGUL | B05241 | Kotha Brahmanpally | 281727 | 1KVA | Uniline | GP-UPS | 172.18.36.194
Package-A | RANGAREDDY | RANGAREDDY | MADGUL | B05241 | KULKULEPALLE | 205558 | 1KVA | Uniline | GP-UPS | 172.18.36.114
Package-A | RANGAREDDY | RANGAREDDY | MADGUL | B05241 | MADGUL | 205559 | 1KVA | FUJI | Cluster GP-UPS | 172.18.36.154
Package-A | RANGAREDDY | RANGAREDDY | MADGUL | B05241 | NAGILLA | 205560 | 1KVA | Uniline | GP-UPS | 172.18.36.126
Package-A | RANGAREDDY | RANGAREDDY | MADGUL | B05241 | Nallacheru | 281725 | 1KVA | Uniline | GP-UPS | 172.18.36.158
Package-A | RANGAREDDY | RANGAREDDY | MADGUL | B05241 | Nallavaripally | 281716 | 1KVA | Uniline | Cluster GP-UPS | 172.18.36.190
Package-A | RANGAREDDY | RANGAREDDY | MADGUL | B05241 | Narsaipally | 281722 | 1KVA | Uniline | Cluster GP-UPS | 172.18.36.110
Package-A | RANGAREDDY | RANGAREDDY | MADGUL | B05241 | NARSAMPALLY | 205561 | 1KVA | FUJI | GP-UPS | 172.18.36.234
Package-A | RANGAREDDY | RANGAREDDY | MADGUL | B05241 | Pakeera Tanda | 281720 | 1KVA | Uniline | Cluster GP-UPS | 172.18.36.146
Package-A | RANGAREDDY | RANGAREDDY | MADGUL | B05241 | Palle Tanda | 281729 | 1KVA | FUJI | GP-UPS | 172.18.36.210
Package-A | RANGAREDDY | RANGAREDDY | MADGUL | B05241 | Palugu Tanda | 281730 | 1KVA | FUJI | GP-UPS | 172.18.36.218
Package-A | RANGAREDDY | RANGAREDDY | MADGUL | B05241 | Ramdugyal | 281726 | 1KVA | FUJI | GP-UPS | 172.18.36.174
Package-A | RANGAREDDY | RANGAREDDY | MADGUL | B05241 | Sandralagadda Tanda | 281724 | 1KVA | Uniline | GP-UPS | 172.18.36.182
Package-A | RANGAREDDY | RANGAREDDY | MADGUL | B05241 | SUDDAPALLE | 205562 | 1KVA | FUJI | GP-UPS | 172.18.36.206
Package-A | RANGAREDDY | RANGAREDDY | NANDIGAMA | B07301 | Appareddyguda | 281712 | 1KVA | Uniline | GP-UPS | 172.18.36.246
Package-A | RANGAREDDY | RANGAREDDY | NANDIGAMA | B07301 | Bandoniguda | 281709 | 1KVA | Uniline | GP-UPS | 172.18.37.34
Package-A | RANGAREDDY | RANGAREDDY | NANDIGAMA | B07301 | Buggoniguda | 281707 | 1KVA | Uniline | GP-UPS | 172.18.37.38
Package-A | RANGAREDDY | RANGAREDDY | NANDIGAMA | B07301 | CHEGUR | 205490 | 1KVA | Uniline | GP-UPS | 172.18.37.30
Package-A | RANGAREDDY | RANGAREDDY | NANDIGAMA | B07301 | EDULAPALLE | 205491 | 1KVA | Uniline | GP-UPS | 172.18.36.254
Package-A | RANGAREDDY | RANGAREDDY | NANDIGAMA | B07301 | Kanha | 281710 | 1KVA | Uniline | Cluster GP-UPS | 172.18.37.26
Package-A | RANGAREDDY | RANGAREDDY | NANDIGAMA | B07301 | MAMIDIPALLE | 205497 | 1KVA | Uniline | GP-UPS | 172.18.37.6
Package-A | RANGAREDDY | RANGAREDDY | NANDIGAMA | B07301 | Modallaguda | 281713 | 1KVA | FUJI | Cluster GP-UPS | 172.18.37.10
Package-A | RANGAREDDY | RANGAREDDY | NANDIGAMA | B07301 | Mothkulaguda | 281711 | 1KVA | Uniline | GP-UPS | 172.18.36.250
Package-A | RANGAREDDY | RANGAREDDY | NANDIGAMA | B07301 | NANDIGAMA | 205499 | 1KVA | FUJI | Cluster GP-UPS | 172.18.36.242
Package-A | RANGAREDDY | RANGAREDDY | NANDIGAMA | B07301 | NARSAPPAGUDA | 205500 | 1KVA | FUJI | Cluster GP-UPS | 172.18.37.18
Package-A | RANGAREDDY | RANGAREDDY | NANDIGAMA | B07301 | Srinivasulaguda | 281714 | 1KVA | Uniline | GP-UPS | 172.18.37.2
Package-A | RANGAREDDY | RANGAREDDY | NANDIGAMA | B07301 | VEERLAPALLE | 205506 | 1KVA | Uniline | GP-UPS | 172.18.37.14
Package-A | RANGAREDDY | RANGAREDDY | NANDIGAMA | B07301 | Venkammaguda | 281715 | 1KVA | Uniline | GP-UPS | 172.18.37.22
Package-A | RANGAREDDY | RANGAREDDY | TALAKONDAPALLE | B05257 | ANTHARAM | 205889 | 1KVA | Uniline | GP-UPS | 172.18.37.110
Package-A | RANGAREDDY | RANGAREDDY | TALAKONDAPALLE | B05257 | BALSULAPALLY THANDA | 281745 | 1KVA | FUJI | Cluster GP-UPS | 172.18.37.154
Package-A | RANGAREDDY | RANGAREDDY | TALAKONDAPALLE | B05257 | CHANDRADANA | 205891 | 1KVA | Uniline | Cluster GP-UPS | 172.18.37.102
Package-A | RANGAREDDY | RANGAREDDY | TALAKONDAPALLE | B05257 | CHEEPUNUTHALA | 205892 | 1KVA | Uniline | Cluster GP-UPS | 172.18.37.58
Package-A | RANGAREDDY | RANGAREDDY | TALAKONDAPALLE | B05257 | CHENNARAM | 281740 | 1KVA | Uniline | GP-UPS | 172.18.37.50
Package-A | RANGAREDDY | RANGAREDDY | TALAKONDAPALLE | B05257 | CHOWDER PALLE | 205893 | 1KVA | Uniline | Cluster GP-UPS | 172.18.37.122
Package-A | RANGAREDDY | RANGAREDDY | TALAKONDAPALLE | B05257 | CHUKKAPUR | 205894 | 1KVA | Uniline | Cluster GP-UPS | 172.18.37.46
Package-A | RANGAREDDY | RANGAREDDY | TALAKONDAPALLE | B05257 | DEVUNI PADKAL | 281772 | 1KVA | Uniline | Cluster GP-UPS | 172.18.37.74
Package-A | RANGAREDDY | RANGAREDDY | TALAKONDAPALLE | B05257 | GADDAMEDI THANDA | 281742 | 1KVA | Uniline | GP-UPS | 172.18.37.130
Package-A | RANGAREDDY | RANGAREDDY | TALAKONDAPALLE | B05257 | GARVIPALLY | 281756 | 1KVA | Uniline | GP-UPS | 172.18.37.158
Package-A | RANGAREDDY | RANGAREDDY | TALAKONDAPALLE | B05257 | GATTU IPPALAPALLE | 205895 | 1KVA | FUJI | Cluster GP-UPS | 172.18.37.142
Package-A | RANGAREDDY | RANGAREDDY | TALAKONDAPALLE | B05257 | HARYANAIK THANDA | 281737 | 1KVA | Uniline | GP-UPS | 172.18.37.86
Package-A | RANGAREDDY | RANGAREDDY | TALAKONDAPALLE | B05257 | JANGAREDDY PALLE | 205896 | 1KVA | Uniline | GP-UPS | 172.18.37.166
Package-A | RANGAREDDY | RANGAREDDY | TALAKONDAPALLE | B05257 | JULAPALLE | 205897 | 1KVA | Uniline | GP-UPS | 172.18.37.106
Package-A | RANGAREDDY | RANGAREDDY | TALAKONDAPALLE | B05257 | KHANAPUR | 205898 | 1KVA | Uniline | GP-UPS | 172.18.37.162
Package-A | RANGAREDDY | RANGAREDDY | TALAKONDAPALLE | B05257 | KORINTAKUNTATANDA | 281755 | 1KVA | FUJI | GP-UPS | 172.18.37.150
Package-A | RANGAREDDY | RANGAREDDY | TALAKONDAPALLE | B05257 | LINGARAOPALLY | 244062 | 1KVA | Uniline | Cluster GP-UPS | 172.18.37.82
Package-A | RANGAREDDY | RANGAREDDY | TALAKONDAPALLE | B05257 | MADAIPALLY | 281771 | 1KVA | FUJI | GP-UPS | 172.18.37.138
Package-A | RANGAREDDY | RANGAREDDY | TALAKONDAPALLE | B05257 | MEDAKPALLE | 205900 | 1KVA | Uniline | Cluster GP-UPS | 172.18.37.126
Package-A | RANGAREDDY | RANGAREDDY | TALAKONDAPALLE | B05257 | PADAMATI THANDA | 281739 | 1KVA | Uniline | GP-UPS | 172.18.37.42
Package-A | RANGAREDDY | RANGAREDDY | TALAKONDAPALLE | B05257 | PADKAL | 244063 | 1KVA | Uniline | GP-UPS | 172.18.37.78
Package-A | RANGAREDDY | RANGAREDDY | TALAKONDAPALLE | B05257 | PATHAKOTA THANDA | 281738 | 1KVA | Uniline | GP-UPS | 172.18.37.54
Package-A | RANGAREDDY | RANGAREDDY | TALAKONDAPALLE | B05257 | PEDDUR THANDA | 281757 | 1KVA | Uniline | GP-UPS | 172.18.37.70
Package-A | RANGAREDDY | RANGAREDDY | TALAKONDAPALLE | B05257 | Poolsingh Thanda | 281768 | 1KVA | Uniline | GP-UPS | 172.18.37.94
Package-A | RANGAREDDY | RANGAREDDY | TALAKONDAPALLE | B05257 | RAMPUR | 205901 | 1KVA | Uniline | GP-UPS | 172.18.37.98
Package-A | RANGAREDDY | RANGAREDDY | TALAKONDAPALLE | B05257 | TALAKONDAPALLE | 205904 | 1KVA | Uniline | Cluster GP-UPS | 172.18.37.90
Package-A | RANGAREDDY | RANGAREDDY | TALAKONDAPALLE | B05257 | Thummalakunta Thanda | 281770 | 1KVA | Uniline | GP-UPS | 172.18.37.62
Package-A | RANGAREDDY | RANGAREDDY | TALAKONDAPALLE | B05257 | Veerannapally | 281769 | 1KVA | Uniline | GP-UPS | 172.18.37.146
Package-A | RANGAREDDY | RANGAREDDY | TALAKONDAPALLE | B05257 | VELJALA | 205905 | 1KVA | Uniline | GP-UPS | 172.18.37.118
Package-A | RANGAREDDY | RANGAREDDY | TALAKONDAPALLE | B05257 | VENKATAPUR | 205906 | 1KVA | Uniline | GP-UPS | 172.18.37.114
Package-A | RANGAREDDY | RANGAREDDY | TALAKONDAPALLE | B05257 | VENKATRAOPETA | 205907 | 1KVA | FUJI | GP-UPS | 172.18.37.134
Package-A | RANGAREDDY | RANGAREDDY | TALAKONDAPALLE | B05257 | VENKATAPUR THANDA | 281758 | 1KVA | Uniline | GP-UPS | 172.18.37.66
Package-A | RANGAREDDY | VIKARABAD | BOMRASPETA | B05214 | AMSANPALLE | 204962 | 1KVA | Uniline | GP-UPS | 172.18.32.186
Package-A | RANGAREDDY | VIKARABAD | BOMRASPETA | B05214 | Bapancheruvu Thanda | 281782 | 1KVA | FUJI | GP-UPS | 172.18.32.218
Package-A | RANGAREDDY | VIKARABAD | BOMRASPETA | B05214 | BOMRASPETA | 204964 | 1KVA | Uniline | Cluster GP-UPS | 172.18.32.54
Package-A | RANGAREDDY | VIKARABAD | BOMRASPETA | B05214 | Botlavani thanda | 281786 | 1KVA | Uniline | GP-UPS | 172.18.32.94
Package-A | RANGAREDDY | VIKARABAD | BOMRASPETA | B05214 | Chettupally Thanda | 281788 | 1KVA | Uniline | Cluster GP-UPS | 172.18.32.178
Package-A | RANGAREDDY | VIKARABAD | BOMRASPETA | B05214 | CHOWDAPALLE | 204967 | 1KVA | Uniline | GP-UPS | 172.18.32.82
Package-A | RANGAREDDY | VIKARABAD | BOMRASPETA | B05214 | Enameedi Thanda | 281785 | 1KVA | Uniline | GP-UPS | 172.18.32.194
Package-A | RANGAREDDY | VIKARABAD | BOMRASPETA | B05214 | ERLAPALLY | 204970 | 1KVA | Uniline | GP-UPS | 172.18.32.158
Package-A | RANGAREDDY | VIKARABAD | BOMRASPETA | B05214 | ERPUMALLA | 204971 | 1KVA | Uniline | Cluster GP-UPS | 172.18.32.74
Package-A | RANGAREDDY | VIKARABAD | BOMRASPETA | B05214 | Janakampally | 281793 | 1KVA | Uniline | Cluster GP-UPS | 172.18.32.138
Package-A | RANGAREDDY | VIKARABAD | BOMRASPETA | B05214 | Kakarlagandi Thanda | 281787 | 1KVA | FUJI | GP-UPS | 172.18.32.70
Package-A | RANGAREDDY | VIKARABAD | BOMRASPETA | B05214 | Kubyanaik Thanda | 281779 | 1KVA | Uniline | GP-UPS | 172.18.32.126
Package-A | RANGAREDDY | VIKARABAD | BOMRASPETA | B05214 | LAGCHERLA | 204975 | 1KVA | Uniline | GP-UPS | 172.18.32.166
Package-A | RANGAREDDY | VIKARABAD | BOMRASPETA | B05214 | LINGAMPALLE | 204976 | 1KVA | Uniline | Cluster GP-UPS | 172.18.32.86
Package-A | RANGAREDDY | VIKARABAD | BOMRASPETA | B05214 | Madanpally Thanda | 281777 | 1KVA | FUJI | GP-UPS | 172.18.32.106
Package-A | RANGAREDDY | VIKARABAD | BOMRASPETA | B05214 | MAHANTHIPUR | 204978 | 1KVA | Uniline | GP-UPS | 172.18.32.142
Package-A | RANGAREDDY | VIKARABAD | BOMRASPETA | B05214 | METLAKUNTA | 204979 | 1KVA | Uniline | Cluster GP-UPS | 172.18.32.62
Package-A | RANGAREDDY | VIKARABAD | BOMRASPETA | B05214 | Mudimamilla Thanda | 281783 | 1KVA | FUJI | GP-UPS | 172.18.32.214
Package-A | RANGAREDDY | VIKARABAD | BOMRASPETA | B05214 | NAGEREDDIPALLE | 204980 | 1KVA | Uniline | GP-UPS | 172.18.32.90
Package-A | RANGAREDDY | VIKARABAD | BOMRASPETA | B05214 | Rotibanda Thanda | 280648 | 1KVA | Uniline | Cluster GP-UPS | 172.18.32.162
Package-A | RANGAREDDY | VIKARABAD | BOMRASPETA | B05214 | Sagaram Thanda | 280650 | 1KVA | Uniline | GP-UPS | 172.18.32.174
Package-A | RANGAREDDY | VIKARABAD | BOMRASPETA | B05214 | Santrakunta Thanda | 281775 | 1KVA | Uniline | GP-UPS | 172.18.32.154
Package-A | RANGAREDDY | VIKARABAD | BOMRASPETA | B05214 | Sattarkunta Thanda | 281789 | 1KVA | Uniline | GP-UPS | 172.18.32.182
Package-A | RANGAREDDY | VIKARABAD | BOMRASPETA | B05214 | Suryanaik Thanda | 281778 | 1KVA | Uniline | GP-UPS | 172.18.32.130
Package-A | RANGAREDDY | VIKARABAD | BOMRASPETA | B05214 | WADCHERLA | 204986 | 1KVA | Uniline | GP-UPS | 172.18.32.202
Package-A | RANGAREDDY | VIKARABAD | BOMRASPETA | B05214 | Yenemedi Thanda | 281784 | 1KVA | Uniline | GP-UPS | 172.18.32.198
Package-A | RANGAREDDY | VIKARABAD | BOMRASPETA | B05214 | BAPALLY TANDA | 204963 | 1KVA | Uniline | Cluster GP-UPS | 172.18.32.150
Package-A | RANGAREDDY | VIKARABAD | BOMRASPETA | B05214 | BURHANPUR | 204965 | 1KVA | Uniline | Cluster GP-UPS | 172.18.32.102
Package-A | RANGAREDDY | VIKARABAD | BOMRASPETA | B05214 | Burry Thanda | 281773 | 1KVA | FUJI | GP-UPS | 172.18.32.66
Package-A | RANGAREDDY | VIKARABAD | BOMRASPETA | B05214 | DUPCHERLA | 204969 | 1KVA | Uniline | GP-UPS | 172.18.32.134
Package-A | RANGAREDDY | VIKARABAD | BOMRASPETA | B05214 | Gatyagani Thanda | 281780 | 1KVA | Uniline | Cluster GP-UPS | 172.18.32.114
Package-A | RANGAREDDY | VIKARABAD | BOMRASPETA | B05214 | GOURARAM | 204972 | 1KVA | Uniline | GP-UPS | 172.18.32.170
Package-A | RANGAREDDY | VIKARABAD | BOMRASPETA | B05214 | KOTHUR | 204974 | 1KVA | Uniline | Cluster GP-UPS | 172.18.32.190
Package-A | RANGAREDDY | VIKARABAD | BOMRASPETA | B05214 | Lothukunta Thanda | 281774 | 1KVA | FUJI | GP-UPS | 172.18.32.58
Package-A | RANGAREDDY | VIKARABAD | BOMRASPETA | B05214 | MADANAPALLY | 204977 | 1KVA | Uniline | GP-UPS | 172.18.32.110
Package-A | RANGAREDDY | VIKARABAD | BOMRASPETA | B05214 | Medichettu Thanda | 281776 | 1KVA | Uniline | GP-UPS | 172.18.32.146
Package-A | RANGAREDDY | VIKARABAD | BOMRASPETA | B05214 | NAMDAPUR | 204981 | 1KVA | Uniline | GP-UPS | 172.18.32.78
Package-A | RANGAREDDY | VIKARABAD | BOMRASPETA | B05214 | REGADIMAILWAR | 204983 | 1KVA | FUJI | Cluster GP-UPS | 172.18.32.210
Package-A | RANGAREDDY | VIKARABAD | BOMRASPETA | B05214 | SALIMDAPUR | 204984 | 1KVA | Uniline | GP-UPS | 172.18.32.118
Package-A | RANGAREDDY | VIKARABAD | BOMRASPETA | B05214 | Tekulgadda Thanda | 281792 | 1KVA | Uniline | GP-UPS | 172.18.32.122
Package-A | RANGAREDDY | VIKARABAD | BOMRASPETA | B05214 | THUNKUMETLA | 204985 | 1KVA | Uniline | GP-UPS | 172.18.32.98
Package-A | RANGAREDDY | VIKARABAD | BOMRASPETA | B05214 | YENKEPALLY | 204987 | 1KVA | FUJI | Cluster GP-UPS | 172.18.32.206
Package-A | RANGAREDDY | VIKARABAD | DOULATABAD | B05220 | Allapur | 281799 | 1KVA | Uniline | GP-UPS | 172.18.33.94
Package-A | RANGAREDDY | VIKARABAD | DOULATABAD | B05220 | Bandivada | 281804 | 1KVA | Uniline | GP-UPS | 172.18.33.102
Package-A | RANGAREDDY | VIKARABAD | DOULATABAD | B05220 | BICHAL | 205100 | 1KVA | Uniline | GP-UPS | 172.18.33.82
Package-A | RANGAREDDY | VIKARABAD | DOULATABAD | B05220 | CHANDRAKAL | 205102 | 1KVA | Uniline | Cluster GP-UPS | 172.18.33.78
Package-A | RANGAREDDY | VIKARABAD | DOULATABAD | B05220 | Deshaipally | 281806 | 1KVA | Uniline | GP-UPS | 172.18.33.194
Package-A | RANGAREDDY | VIKARABAD | DOULATABAD | B05220 | DEVARFASLAWAD | 205103 | 1KVA | Uniline | GP-UPS | 172.18.33.122
Package-A | RANGAREDDY | VIKARABAD | DOULATABAD | B05220 | GOKAJASALAWAD | 205105 | 1KVA | Uniline | Cluster GP-UPS | 172.18.33.138
Package-A | RANGAREDDY | VIKARABAD | DOULATABAD | B05220 | GUMDAL | 205106 | 1KVA | Uniline | Cluster GP-UPS | 172.18.33.98
Package-A | RANGAREDDY | VIKARABAD | DOULATABAD | B05220 | IMDAPUR | 205108 | 1KVA | Uniline | Cluster GP-UPS | 172.18.33.174
Package-A | RANGAREDDY | VIKARABAD | DOULATABAD | B05220 | Kowded | 281802 | 1KVA | Uniline | GP-UPS | 172.18.33.158
Package-A | RANGAREDDY | VIKARABAD | DOULATABAD | B05220 | KUDRIMALLA | 205109 | 1KVA | Uniline | GP-UPS | 172.18.33.170
Package-A | RANGAREDDY | VIKARABAD | DOULATABAD | B05220 | MATOOR | 205110 | 1KVA | Uniline | Cluster GP-UPS | 172.18.33.146
Package-A | RANGAREDDY | VIKARABAD | DOULATABAD | B05220 | Nagasar | 281803 | 1KVA | Uniline | Cluster GP-UPS | 172.18.33.118
Package-A | RANGAREDDY | VIKARABAD | DOULATABAD | B05220 | Nandya Naik thanda | 281796 | 1KVA | FUJI | GP-UPS | 172.18.33.130
Package-A | RANGAREDDY | VIKARABAD | DOULATABAD | B05220 | Narsapur | 281801 | 1KVA | FUJI | GP-UPS | 172.18.33.154
Package-A | RANGAREDDY | VIKARABAD | DOULATABAD | B05220 | NETOOR | 205112 | 1KVA | FUJI | GP-UPS | 172.18.33.150
Package-A | RANGAREDDY | VIKARABAD | DOULATABAD | B05220 | Sangaipally | 281800 | 1KVA | Uniline | GP-UPS | 172.18.33.166
Package-A | RANGAREDDY | VIKARABAD | DOULATABAD | B05220 | SULTANPUR | 205114 | 1KVA | Uniline | GP-UPS | 172.18.33.114
Package-A | RANGAREDDY | VIKARABAD | DOULATABAD | B05220 | THIMMAREDDIPALLE | 205116 | 1KVA | Uniline | Cluster GP-UPS | 172.18.33.106
Package-A | RANGAREDDY | VIKARABAD | DOULATABAD | B05220 | Urakunta Thanda | 281798 | 1KVA | Uniline | GP-UPS | 172.18.33.178
Package-A | RANGAREDDY | VIKARABAD | DOULATABAD | B05220 | YAMKI | 205117 | 1KVA | Uniline | Cluster GP-UPS | 172.18.33.198
Package-A | RANGAREDDY | VIKARABAD | DOULATABAD | B05220 | ANTHWAR | 205098 | 1KVA | Uniline | GP-UPS | 172.18.33.86
Package-A | RANGAREDDY | VIKARABAD | DOULATABAD | B05220 | BALAMPETA | 205099 | 1KVA | Uniline | GP-UPS | 172.18.33.110
Package-A | RANGAREDDY | VIKARABAD | DOULATABAD | B05220 | CHALLAPUR | 205101 | 1KVA | Uniline | Cluster GP-UPS | 172.18.33.186
Package-A | RANGAREDDY | VIKARABAD | DOULATABAD | B05220 | DOULATABAD | 205104 | 1KVA | FUJI | GP-UPS | 172.18.33.70
Package-A | RANGAREDDY | VIKARABAD | DOULATABAD | B05220 | Erlapally | 281805 | 1KVA | FUJI | GP-UPS | 172.18.33.190
Package-A | RANGAREDDY | VIKARABAD | DOULATABAD | B05220 | GUNDEPALLE | 205107 | 1KVA | Uniline | GP-UPS | 172.18.33.90
Package-A | RANGAREDDY | VIKARABAD | DOULATABAD | B05220 | Kuppagiri | 281794 | 1KVA | FUJI | GP-UPS | 172.18.33.74
Package-A | RANGAREDDY | VIKARABAD | DOULTABAD | B05271 | Lottigunta Thanda | 281795 | 1KVA | Uniline | Cluster GP-UPS | 172.18.33.126
Package-A | RANGAREDDY | VIKARABAD | DOULATABAD | B05220 | NANDARAM | 205111 | 1KVA | Uniline | Cluster GP-UPS | 172.18.33.162
Package-A | RANGAREDDY | VIKARABAD | DOULATABAD | B05220 | POLKAMPALLE | 205113 | 1KVA | FUJI | GP-UPS | 172.18.33.134
Package-A | RANGAREDDY | VIKARABAD | DOULATABAD | B05220 | Rayalagutta Thanda | 281797 | 1KVA | FUJI | GP-UPS | 172.18.33.142
Package-A | RANGAREDDY | VIKARABAD | DOULATABAD | B05220 | SURAIPALLE | 205115 | 1KVA | Uniline | GP-UPS | 172.18.33.182
Package-A | RANGAREDDY | VIKARABAD | KODANGAL | B05232 | Aledu | 280682 | 1KVA | Uniline | GP-UPS | 172.18.35.182
Package-A | RANGAREDDY | VIKARABAD | BOMRASPETA | B05214 | Alikhanpally | 281781 | 1KVA | Uniline | Cluster GP-UPS | 172.18.35.186
Package-A | RANGAREDDY | VIKARABAD | KODANGAL | B05232 | ANGADI RAICHUR | 205350 | 1KVA | FUJI | GP-UPS | 172.18.35.122
Package-A | RANGAREDDY | VIKARABAD | KODANGAL | B05232 | ANNARAM | 205351 | 1KVA | FUJI | GP-UPS | 172.18.35.130
Package-A | RANGAREDDY | VIKARABAD | KODANGAL | B05232 | APPAIPALLE | 205352 | 1KVA | FUJI | Cluster GP-UPS | 172.18.35.170
Package-A | RANGAREDDY | VIKARABAD | KODANGAL | B05232 | Bhavanamma Thanda | 280716 | 1KVA | FUJI | GP-UPS | 172.18.35.146
Package-A | RANGAREDDY | VIKARABAD | BOMRASPETA | B05214 | CHILMALMAILWAR | 204966 | 1KVA | Uniline | GP-UPS | 172.18.35.202
Package-A | RANGAREDDY | VIKARABAD | KODANGAL | B05232 | CHINNA NANDIGAMA | 205353 | 1KVA | FUJI | GP-UPS | 172.18.35.106
Package-A | RANGAREDDY | VIKARABAD | KODANGAL | B05232 | CHITLAPALLE | 205354 | 1KVA | FUJI | GP-UPS | 172.18.35.94
Package-A | RANGAREDDY | VIKARABAD | BOMRASPETA | B05214 | DUDYAL | 204968 | 1KVA | Uniline | GP-UPS | 172.18.35.190
Package-A | RANGAREDDY | VIKARABAD | BOMRASPETA | B05214 | Ekkacheruvu Thanda | 281790 | 1KVA | Uniline | Cluster GP-UPS | 172.18.35.198
Package-A | RANGAREDDY | VIKARABAD | KODANGAL | B05232 | HASNABAD | 205355 | 1KVA | FUJI | Cluster GP-UPS | 172.18.35.178
Package-A | RANGAREDDY | VIKARABAD | KODANGAL | B05232 | Hussainpoor | 280687 | 1KVA | FUJI | Cluster GP-UPS | 172.18.35.118
Package-A | RANGAREDDY | VIKARABAD | KODANGAL | B05232 | KASTOORPALLY | 205357 | 1KVA | FUJI | GP-UPS | 172.18.35.154
Package-A | RANGAREDDY | VIKARABAD | KODANGAL | B05232 | Khajahmad Pally | 280692 | 1KVA | FUJI | Cluster GP-UPS | 172.18.35.90
Package-A | RANGAREDDY | VIKARABAD | KODANGAL | B05232 | LAXMIPALLY | 205360 | 1KVA | FUJI | Cluster GP-UPS | 172.18.35.102
Package-A | RANGAREDDY | VIKARABAD | KODANGAL | B05232 | NAGARAM | 205361 | 1KVA | FUJI | GP-UPS | 172.18.35.134
Package-A | RANGAREDDY | VIKARABAD | BOMRASPETA | B05214 | Nazkhanpally | 281791 | 1KVA | Uniline | GP-UPS | 172.18.35.206
Package-A | RANGAREDDY | VIKARABAD | KODANGAL | B05232 | Paluguralla Thanda | 280704 | 1KVA | Uniline | GP-UPS | 172.18.35.194
Package-A | RANGAREDDY | VIKARABAD | KODANGAL | B05232 | PARSAPUR | 205362 | 1KVA | Uniline | GP-UPS | 172.18.35.174
Package-A | RANGAREDDY | VIKARABAD | KODANGAL | B05232 | PEDDANANDIGAM | 205364 | 1KVA | FUJI | GP-UPS | 172.18.35.114
Package-A | RANGAREDDY | VIKARABAD | KODANGAL | B05232 | Pochamma Thanda | 280696 | 1KVA | FUJI | GP-UPS | 172.18.35.86
Package-A | RANGAREDDY | VIKARABAD | KODANGAL | B05232 | PYALAMADDI | 205365 | 1KVA | FUJI | GP-UPS | 172.18.35.110
Package-A | RANGAREDDY | VIKARABAD | KODANGAL | B05232 | RAVALPALLY | 205366 | 1KVA | FUJI | Cluster GP-UPS | 172.18.35.162
Package-A | RANGAREDDY | VIKARABAD | KODANGAL | B05232 | RUDRARAM | 205367 | 1KVA | FUJI | Cluster GP-UPS | 172.18.35.138
Package-A | RANGAREDDY | VIKARABAD | KODANGAL | B05232 | Sangaipally | 280718 | 1KVA | FUJI | GP-UPS | 172.18.35.98
Package-A | RANGAREDDY | VIKARABAD | KODANGAL | B05232 | TEKALKODE | 205368 | 1KVA | FUJI | Cluster GP-UPS | 172.18.35.126
Package-A | RANGAREDDY | VIKARABAD | KODANGAL | B05232 | Boyapally Thanda | 280700 | 1KVA | FUJI | GP-UPS | 172.18.35.150
Package-A | RANGAREDDY | VIKARABAD | KODANGAL | B05232 | INDANOORLY | 205356 | 1KVA | FUJI | GP-UPS | 172.18.35.158
Package-A | RANGAREDDY | VIKARABAD | KODANGAL | B05232 | Patimeedipally | 280709 | 1KVA | FUJI | GP-UPS | 172.18.35.142
Package-A | RANGAREDDY | VIKARABAD | KODANGAL | B05232 | UDMESHWARAM | 205369 | 1KVA | FUJI | GP-UPS | 172.18.35.166